## All products, sortable
Price list EUR 2022
Valid from 22-09-29
Item no. | Group | Description | Base price
02133005 | Miscellaneous Valves | Washer for RVAN5../RVAN10.. actuator 3mm thick with Ø14mm hole | 15
105074 | Transmitters Active Pressure Other | Heat sink for TTK and TTKN series | 139.1
1884709 | Valves Accessories Other | Nut and olive 3/4", K18 | 18.2
1885136 | Valves Accessories Other | Nut and olive 1/2", K12, chrome plated | 9.6
1886274 | Valves Accessories Other | Nut and olive 3/4", K15, chrome plated | 12.8
1886282 | Valves Accessories Other | Nut and olive 1", K22 | 15
2921451401 | Miscellaneous Valves | Adapter, brass, Belimo and TAC 14-514-4 | 18.2
2951352501 | Miscellaneous Valves | Plastratt för ZMD/ZTVB/ZTRB grå ritning 13-525-0 | 6.4
4160801 | Valves Accessories Other | Nut and olive 1/2" | 9.6
ABV24-S-300/D | Stats Smoke Detectors | Alarm unit with service alarm for smoke detectors, 24V AC, DIN-rail | 171.2
ABV-S-300/D | Stats Smoke Detectors | Alarm unit with service alarm for smoke detectors, 230V AC, DIN-rail | 177.6
ACC:10 | Passive Sensors Immersion | Adjustable clamp connector for TG-D3, (10pcs) | 103.8
ADAPTER | Passive Sensors Others | Adapter from 1/4" to 1/2" | 8.6
AFS1 | Pressostat | Flow switch for air, working temperature -40...+80°C, duct -10...+85°C | 66.3
AL230A | Controllers ALxx | Room controller, temperature, 0-10V, 230V AC | 120.9
AL24A1K | Controllers ALxx | Duct controller, 24V, 0-10V | 146.6
AL24A1T | Controllers ALxx | Room controller, 24V, 0-10V or 3-point | 112.4
ALC230A | Controllers ALxx | Room controller, temperature and CO2, 0-10V, 230V AC | 450
ANS-1 | Transmitters Active Pressure Other | Pressure outlet (60° cut), 2pcs + 2m plastic tube | 7.5
ANS-20 | Transmitters Active Pressure Other | Pressure outlet (straight), 2pcs + 2m plastic tube | 10.7
ANS-3 | Transmitters Active Pressure Other | Pressure outlet 2 pcs: metal, 90° angled, + 2m plastic tube | 16.1
AQUA24TF | Controllers ALxx | Controller with active frost protection, 3-point, 24V, room mounting | 196.9
ASC77.1E | Actuators Accessories Damper | External aux. switch (1) for RDAS with torque 7Nm, 18Nm, 20Nm and 35Nm | 66.3
ASC77.2E | Actuators Accessories Damper | External aux. switch (2) for RDAS with torque 7Nm, 18Nm, 20Nm and 35Nm | 93.1
ASK71.14 | Actuators Accessories Damper | Rotary/linear set with lever and plate for RDAS20 | 89.9
ASK71.6 | Actuators Accessories Damper | Rotary/linear set with lever and plate for RDAS5 and RDAS10 | 92
ASK71.9 | Actuators Accessories Damper | Damper crank arm for RDAS with torque 5-35Nm | 79.2
ASK74.7 | Actuators Accessories Damper | Shaft extension for RDAS with torque 7-35Nm | 181.9
ASK78.6 | Actuators Accessories Damper | Centering insert for RDAS5 and RDAS10, 8x8mm square profile | 6.4
ASK78.7 | Actuators Accessories Damper | Centering insert for RDAS5 and RDAS10, 10x10mm square profile | 8.6
AVDT25N | Transmitters Active Air Flow | Air velocity transmitter 0-10, 0-15, 0-20m/s, 24V, duct mounting | 338
BATTERY-EM | Miscellaneous Meters | Battery for energy meter, 3 V, lithium | POR*
BF215-0.63 | Valves Globe | Control valve, 2-way, DN15, kvs 0.63, for RVAN | 138
BF215-1.0 | Valves Globe | Control valve, 2-way, DN15, kvs 1.0, for RVAN | 138
BF215-1.6 | Valves Globe | Control valve, 2-way, DN15, kvs 1.6, for RVAN | 138
BF215-2.1 | Valves Globe | Control valve, 2-way, DN15, kvs 2.1, for RVAN | 138
BF215-2.7 | Valves Globe | Control valve, 2-way, DN15, kvs 2.7, for RVAN | 138
BF220-4.2 | Valves Globe | Control valve, 2-way, DN20, kvs 4.2, for RVAN | 143.4
BF220-5.6 | Valves Globe | Control valve, 2-way, DN20, kvs 5.6, for RVAN | 143.4
BF225-10 | Valves Globe | Control valve, 2-way, DN25, kvs 10, for RVAN | 149.8
BF232-16 | Valves Globe | Control valve, 2-way, DN32, kvs 16, for RVAN | 174.4
BF240-25 | Valves Globe | Control valve, 2-way, DN40, kvs 25, for RVAN | 230.1
BF250-40 | Valves Globe | Control valve, 2-way, DN50, kvs 40, for RVAN | 300
BF315-0.63 | Valves Globe | Control valve, 3-way, DN15, kvs 0.63, for RVAN | 149.8
BF315-1.0 | Valves Globe | Control valve, 3-way, DN15, kvs 1.0, for RVAN | 149.8
BF315-1.6 | Valves Globe | Control valve, 3-way, DN15, kvs 1.6, for RVAN | 154.1
BF315-2.1 | Valves Globe | Control valve, 3-way, DN15, kvs 2.1, for RVAN | 154.1
BF315-2.7 | Valves Globe | Control valve, 3-way, DN15, kvs 2.7, for RVAN | 154.1
BF320-4.2 | Valves Globe | Control valve, 3-way, DN20, kvs 4.2, for RVAN | 159.4
BF320-5.6 | Valves Globe | Control valve, 3-way, DN20, kvs 5.6, for RVAN | 159.4
BF325-10 | Valves Globe | Control valve, 3-way, DN25, kvs 10, for RVAN | 178.7
BF332-16 | Valves Globe | Control valve, 3-way, DN32, kvs 16, for RVAN | 202.2
BF340-25 | Valves Globe | Control valve, 3-way, DN40, kvs 25, for RVAN | 262
BF350-40 | Valves Globe | Control valve, 3-way, DN50, kvs 40, for RVAN | 332
BRANDAXKS:1 | Miscellaneous Others | Smoke emitters, 6-8min burn time, 1pcs | 76
BTV15-0,6 | Valves Globe | Control valve, 2-way, DN15, kvs 0.6, for RVAN | 122
BTV15-1,0 | Valves Globe | Control valve, 2-way, DN15, kvs 1.0, for RVAN | 122
BTV15-1,6 | Valves Globe | Control valve, 2-way, DN15, kvs 1.6, for RVAN | 122
BTV15-2,5 | Valves Globe | Control valve, 2-way, DN15, kvs 2.5, for RVAN | 122
BTV15-4,0 | Valves Globe | Control valve, 2-way, DN15, kvs 4.0, for RVAN | 122
BTV20-1,6 | Valves Globe | Control valve, 2-way, DN20, kvs 1.6, for RVAN | 153
BTV20-2,7 | Valves Globe | Control valve, 2-way, DN20, kvs 2.7, for RVAN | 153
BTV20-3,9 | Valves Globe | Control valve, 2-way, DN20, kvs 3.9, for RVAN | 153
BTV20-6,3 | Valves Globe | Control valve, 2-way, DN20, kvs 6.3, for RVAN | 153
BTV25-10 | Valves Globe | Control valve, 2-way, DN25, kvs 10, for RVAN | 164.8
BTV25-6,3 | Valves Globe | Control valve, 2-way, DN25, kvs 6.3, for RVAN | 164.8
BTV32-10 | Valves Globe | Control valve, 2-way, DN32, kvs 10, for RVAN | 207.6
BTV32-16 | Valves Globe | Control valve, 2-way, DN32, kvs 16, for RVAN | 207.6
BTV40-10 | Valves Globe | Control valve, 2-way, DN40, kvs 10, for RVAN | 238.6
BTV40-16 | Valves Globe | Control valve, 2-way, DN40, kvs 16, for RVAN | 238.6
BTV40-27 | Valves Globe | Control valve, 2-way, DN40, kvs 27, for RVAN | 238.6
BTV50-27 | Valves Globe | Control valve, 2-way, DN50, kvs 27, for RVAN | 294
BTV50-39 | Valves Globe | Control valve, 2-way, DN50, kvs 39, for RVAN | 294
BV215 | Valves Ball | Ball valve, 2-way, DN15, PN40, kvs0.6-4.0 characterized, on/off kvs6.3 | 53.5
BV220 | Valves Ball | Ball valve, 2-way, DN20, PN40, kvs6.3 characterized, on/off kvs10 | 62.1
BV225 | Valves Ball | Ball valve, 2-way, DN25, PN40, kvs10 characterized, on/off kvs16 | 76
BV232 | Valves Ball | Ball valve, 2-way, DN32, PN40, kvs16 characterized, on/off kvs25 | 110.2
BV240 | Valves Ball | Ball valve, 2-way, DN40, PN40, kvs25 characterized, on/off kvs40 | 129.5
BV250 | Valves Ball | Ball valve, 2-way, DN50, PN40, kvs40 characterized, on/off kvs63 | 166.9
BV315 | Valves Ball | Ball valve, 3-way, DN15, PN40 kvs 0.6-4.0 character.., on/off, kvs 6.3 | 91
BV320 | Valves Ball | Ball valve, 3-way, DN20, PN40, kvs 6.3 characterized, on/off, kvs 10 | 104.9
BV325 | Valves Ball | Ball valve, 3-way, DN25, PN40, kvs10 characterized, on/off kvs16 | 129.5
BV332 | Valves Ball | Ball valve, 3-way, DN32, PN40, kvs 16 characterized, on/off, kvs 25 | 180.8
BV340 | Valves Ball | Ball valve, 3-way, DN40, PN40, kvs 25 characterized, on/off, kvs 40 | 219.4
BV350 | Valves Ball | Ball valve, 3-way, DN50, PN40, kvs 40 characterized, on/off, kvs 63 | 257
BV-HL1 | Valves Ball | Hand lever for manual operation of ball valves type BV DN15-50 | 7.5
CAB-STD2 | Adv.Controllers Accessories | Cabinet intended for EXOcompact, Ardo and Corrigo with 15 I/Os | 1091
CAB-STD3 | Adv.Controllers Accessories | Cabinet intended for EXOcompact, Ardo and Corrigo with 28 I/Os | 1169
CCERT-E | Miscellaneous Others | Calibration certificate for humidity transmitters | 557
CCERT-H | Transmitters Active Pressure Other | Calibration certificate | 41.7
CLO-LIC | Software Cloud Services Cloudigo | CLOUDigo yearly contract, automatic annual extension | 220.4
CO2DT-R | Transmitters Active CO2 | CO2 transmitter, 0-2000ppm with relay, duct mounting | 537
CO2RT-R | Transmitters Active CO2 | CO2 transmitter, 0-2000ppm with relay, room mounting | 471
CO2RT-R-D | Transmitters Active CO2 | CO2 transmitter, 0-2000ppm with relay and display, room mounting | 544
COF | Transmitters Active CO, Nox etc | CO transmitter, 0-10V or 4-20mA, 24V DC, wall mounting | 427
CONV232-485 | System HW Accessories Cabels Power | RS232 to RS485 converter | 332
CS-260 | Miscellaneous Others | Cooling spray 200ml | 38.5
CTDT2 | Transmitters Active CO2 | CO2 and temperature transmitter, 0-2000ppm, 0-10V, duct mounting | 611
CTHR | Transmitters Active CO2 | CO2, humidity and temp transmitter, 0-2000ppm, PT1000, room mounting | 486
CTHRA | Transmitters Active CO2 | CO2, humidity and temp transmitter, 0-2000ppm, 0-10V, room mounting | 486
CTHRA-D | Transmitters Active CO2 | CO2, humidity and temp transmitter, 0-2000ppm, 0-10V, display, room | 533
CTHRC | Transmitters Active CO2 | CO2, humidity and temp transmitter, 0-2000ppm, Modbus, room mounting | 558
CTHRC-D | Transmitters Active CO2 | CO2, humidity and temp transmitter, display, Modbus, room mounting | 605
CTHR-D | Transmitters Active CO2 | CO2, humidity and temp transmitter, 0-2000ppm, PT1000, display, room | 533
CTRC | Transmitters Active CO2 | CO2 and temperature transmitter, 0-2000ppm, Modbus, room mounting | 439
CTRC-D | Transmitters Active CO2 | CO2 and temperature transmitter, 0-2000ppm, display, Modbus, room | 486
CTRTA | Transmitters Active CO2 | CO2 and temperature transmitter, 0-2000ppm, 0-10V, PT1000, room | 387
CTRTA-D | Transmitters Active CO2 | CO2 and temp transmitter, 0-2000ppm, 0-10V, PT1000, display, room | 427
CTV10 | Valves Zone Thermal | Zone valve, 2-way, DN10, kvs 0.12-1.14 | 18.2
CTV15-1,9 | Valves Zone Thermal | Zone valve, 2-way, DN15, kvs 0.17-1.9 | 22.5
CTV20 | Valves Zone Thermal | Zone valve, 2-way, DN20, kvs 0.15-1.55 | 27.8
DBZ-14A | Pressostat | Mounting bracket for DTV...X & DTB... (S-shaped) | 15
DBZ-14B | Pressostat | Mounting bracket for DTV...X & DTB... (L-shaped) | 15
DCW | Transmitters Wireless Detectors | Wireless door contact | 124.1
DF | Passive Sensors Others | Duct flange | 12.8
DMD | Transmitters Active Pressure Other | Differential pressure transmitter with display | 413
DMD-C | Transmitters Active Pressure Other | Diff pressure transmitter with built-in controller and display for air | 442
DPTF | Actuators Accessories Damper | Position transducer for 0-10V actuators, 0-100%, panel mounting | 81.5
DPTW | Actuators Accessories Damper | Position transducer for 0-10V actuators, 0-100%, wall mounting | 90
DR-01 | Stats Thermostats Mechanical | Well, brass, 120mm | 18.2
DR-02 | Stats Thermostats Mechanical | Well, stainless steel, 120mm | 35.3
DR-05 | Stats Thermostats Mechanical | Set of mounting brackets for capillary fixing, 6pcs | 12.8
DR-120WA | Passive Sensors Others | Immersion well, 120mm, R1/2", acidproof stainless steel SUS316 | 88.8
DR-135R | Passive Sensors Others | Well, stainless steel, for immersion sensor, 1/2", 135mm | 88.8
DR-16 | Stats Thermostats Mechanical | Well, brass, 120 mm | 15
DR-16/14 | Stats Thermostats Mechanical | Well, brass/Cu Ni, 120mm | 19.3
DR-17 | Stats Thermostats Mechanical | Well, stainless steel,120mm | 28.9
DR-17/14 | Stats Thermostats Mechanical | Well, stainless steel, 120mm | 34.2
DR-170WA | Passive Sensors Others | Immersion well, 170mm, R1/2", acidproof stainless steel SUS316 | 94.2
DR-25 | Stats Thermostats Mechanical | Mounting bracket and protecting spring | 16.1
DR-30/14 | Stats Thermostats Mechanical | Brass pocket, 120mm | 23.5
DR-31/14 | Stats Thermostats Mechanical | Stainless steel pocket, 120mm | 35.3
DR-310WA | Passive Sensors Others | Immersion well, 310mm, R1/2", acidproof stainless steel SUS316 | 105.9
DR-40/14 | Stats Thermostats Mechanical | Brass pocket, 100mm | 23.5
DR-41/14 | Stats Thermostats Mechanical | Stainless steel pocket, 120mm | 35.3
DR-50WA | Passive Sensors Others | Immersion well, 50mm, R1/2", acidproof stainless steel SUS316 | 65.3
DR-90R | Passive Sensors Others | Well, stainless steel, for immersion sensor, 1/2", 90mm | 47.1
DR-90WA | Passive Sensors Others | Immersion well, 90mm, R1/2", acidproof stainless steel SUS316 | 83.5
DTB125 | Transmitters Active Pressure DTL/DTB | Diff. pressure transmitter for air,0-100/250Pa, 0-10V or 4-20mA, LED | 312
DTB5/5 | Transmitters Active Pressure DTL/DTB | Diff. pressure transmitter for air, -50...+50Pa,0-10V or 4-20mA, LED | 312
DTB510 | Transmitters Active Pressure DTL/DTB | Diff. pressure transmitter for air, 0-500/1000Pa, 0-10V or 4-20mA, LED | 312
DTK10 | Transmitters Active Pressure DTK | Differential pressure transmitter for liquids, 0-10kPa, 0-10V | 858
DTK100 | Transmitters Active Pressure DTK | Differential pressure transmitter for liquids, 0-100kPa, 0-10V | 858
DTK1000 | Transmitters Active Pressure DTK | Differential pressure transmitter for liquids, 0-1000kPa, 0-10V | 858
DTK1000-420 | Transmitters Active Pressure DTK | Differential pressure transmitter for liquids, 0-1000kPa, 4-20mA | 858
DTK100-420 | Transmitters Active Pressure DTK | Differential pressure transmitter for liquids, 0-100kPa, 4-20mA | 858
DTK10-420 | Transmitters Active Pressure DTK | Differential pressure transmitter for liquids, 0-10kPa, 4-20mA | 858
DTK1600 | Transmitters Active Pressure DTK | Differential pressure transmitter for liquids, 0-1600kPa, 0-10V | 858
DTK1600-420 | Transmitters Active Pressure DTK | Differential pressure transmitter for liquids, 0-1600kPa, 4-20mA | 858
DTK20 | Transmitters Active Pressure DTK | Differential pressure transmitter for liquids, 0-20kPa, 0-10V | 858
DTK20-420 | Transmitters Active Pressure DTK | Differential pressure transmitter for liquids, 0-20kPa, 4-20mA | 858
DTK250 | Transmitters Active Pressure DTK | Differential pressure transmitter for liquids, 0-250kPa, 0-10V | 858
DTK250-420 | Transmitters Active Pressure DTK | Differential pressure transmitter for liquids, 0-250kPa, 4-20mA | 858
DTK40 | Transmitters Active Pressure DTK | Differential pressure transmitter for liquids, 0-40kPa, 0-10V | 858
DTK400 | Transmitters Active Pressure DTK | Differential pressure transmitter for liquids, 0-400kPa, 0-10V | 858
DTK400-420 | Transmitters Active Pressure DTK | Differential pressure transmitter for liquids, 0-400kPa, 4-20mA | 858
DTK40-420 | Transmitters Active Pressure DTK | Differential pressure transmitter for liquids, 0-40kPa, 4-20mA | 858
DTK600 | Transmitters Active Pressure DTK | Differential pressure transmitter for liquids, 0-600kPa, 0-10V | 858
DTK600-420 | Transmitters Active Pressure DTK | Differential pressure transmitter for liquids, 0-600kPa, 4-20mA | 858
DTK-NIPPEL | Transmitters Active Pressure DTK | Nipple for connection of 6mm copper pipe, 1/8" 27NPT | 15
DTK-R | Transmitters Active Pressure DTK | Copper pipe for DTK, d= 6mm, l=300mm | 18.2
DTL10/10 | Transmitters Active Pressure DTL/DTB | Differential pressure transmitter, -100/100Pa | 319
DTL10/10-D | Transmitters Active Pressure DTL/DTB | Differential pressure transmitter with display, -100/100Pa | 416
DTL150 | Transmitters Active Pressure DTL/DTB | Differential pressure transmitter for air, 0-100/300/500Pa, 0-10V | 319
DTL150-420 | Transmitters Active Pressure DTL/DTB | Differential pressure transmitter for air, 0-100/300/500Pa, 4-20mA | 319
DTL150-420-D | Transmitters Active Pressure DTL/DTB | Diff. pressure transmitter for air, 0-100/300/500Pa, Disp, 4-20mA | 345
DTL150-D | Transmitters Active Pressure DTL/DTB | Diff. pressure transmitter for air, 0-100/300/500Pa, Disp, 0-10V | 345
DTL1650 | Transmitters Active Pressure DTL/DTB | Differential pressure transmitter for air, 0-1600/2500/5000Pa, 0-10V | 319
DTL1650-420 | Transmitters Active Pressure DTL/DTB | Differential pressure transmitter for air, 0-1600/2500/5000Pa, 4-20mA | 319
DTL1650-420-D | Transmitters Active Pressure DTL/DTB | Diff. pressure transmitter for air, 0-1600/2500/5000Pa, Disp, 4-20mA | 345
DTL1650-D | Transmitters Active Pressure DTL/DTB | Diff. pressure transmitter for air, 0-1600/2500/5000Pa, Disp, 0-10V | 345
DTL310 | Transmitters Active Pressure DTL/DTB | Differential pressure transmitter for air, 0-300/500/1000Pa, 0-10V | 319
DTL310-420 | Transmitters Active Pressure DTL/DTB | Differential pressure transmitter for air, 0-300/500/1000Pa, 4-20mA | 319
DTL310-420-D | Transmitters Active Pressure DTL/DTB | Diff. pressure transmitter for air, 0-300/500/1000Pa, Disp, 4-20mA | 345
DTL310-D | Transmitters Active Pressure DTL/DTB | Diff. pressure transmitter for air, 0-300/500/1000Pa, Disp,0-10V | 345
DTL516 | Transmitters Active Pressure DTL/DTB | Differential pressure transmitter for air, 0-500/1000/1600Pa, 0-10V | 319
DTL516-420 | Transmitters Active Pressure DTL/DTB | Differential pressure transmitter for air, 0-500/1000/1600Pa, 4-20mA | 319
DTL516-420-D | Transmitters Active Pressure DTL/DTB | Diff. pressure transmitter for air, 0-500/1000/1600Pa, Disp, 4-20mA | 345
DTL516-D | Transmitters Active Pressure DTL/DTB | Diff. pressure transmitter for air, 0-500/1000/1600Pa, Disp, 0-10V | 345
DTTH | Transmitters Active Mixed | Temperature/Humidity duct transmitter, 0-10V, IP65 | 233.3
DTTHC | Transmitters Active Mixed | Temperature/Humidity/CO2 duct transmitter, 0-10V, IP65 | 489
DTV1000 | Pressostat | Differential pressure switch for air, 100-1000Pa | 93.1
DTV1000X | Pressostat | Differential pressure switch, 200-1000 Pa, with connection set | 49.2
DTV200 | Pressostat | Differential pressure switch for air, 20-300Pa | 93.1
DTV2000 | Pressostat | Differential pressure switch for air, 500-2000Pa | 93.1
DTV2500X | Pressostat | Differential pressure switch, 500-2500 Pa, with connection set | 49.2
DTV300X | Pressostat | Differential pressure switch, 20-300 Pa, with connection set | 49.2
DTV500 | Pressostat | Differential pressure switch for air, 50-500Pa | 93.1
DTV5000 | Pressostat | Differential pressure switch for air, 1000-5000Pa | 93.1
DTV5000X | Pressostat | Differential pressure switch, 1000-5000 Pa, with connection set | 49.2
DTV500X | Pressostat | Differential pressure switch, 50-500 Pa, with connection set | 49.2
E0R230K-3 | Adv.Controllers Accessories | Display repeater for EXO.../Corrigo/Exigo | 312
E0R-3 | Adv.Controllers Accessories | Display repeater for EXO.../Corrigo/Exigo | 144.5
E152DW-3 | Adv.Controllers Corrigo Ardo | Corrigo 15 I/Os, display, 1 RS485, 1 TCP/IP, web server | 1045
E283DW-3 | Adv.Controllers Corrigo Ardo | Corrigo 28 I/Os, display, 2 RS485, 1 TCP/IP, web server | 1764
E3-DSP | System HW HMI ED9x00, E3DSP | External display unit for EXO.../Corrigo/Exigo | 166.9
E-CABLE2-USB | Adv.Controllers Accessories | USB interface for EXO.../Corrigo/Exigo/Regio | 153
EC-PU4 | System HW Adv.DDC EXOclever | EXOclever processor unit, 4 communication ports | 1321
ED-RU | Room Controllers Room Units | External room unit with setpoint offset | 102.7
ED-RUD | Room Controllers Room Units | External room unit with touch display, Fan speed and On/Off | 247.2
ED-RU-DFO | Room Controllers Room Units | External room unit with display, Fan speed and On/Off | 123.1
ED-RU-DO | Room Controllers Room Units | External room unit with display and On/Off | 119.8
ED-RU-DOCS | Room Controllers Room Units | External room unit with display, On/Off and built-in CO2 sensor | 456
ED-RU-DOS | Room Controllers Room Units | External room unit with display, On/Off and Select | 123.1
ED-RU-F | Room Controllers Room Units | External room unit with setpoint offset and Fan speed | 103.8
ED-RU-FO | Room Controllers Room Units | External room unit with setpoint offset, Fan speed and On/Off | 105.9
ED-RU-H | Room Controllers Room Units | External room unit with hidden setpoint | 100.6
ED-RU-O | Room Controllers Room Units | External room unit with On/Off | 100.6
EDSP-K10 | Adv.Controllers Accessories | 10m cable for external display to EXO.../Corrigo/Exigo | 26.8
EDSP-K3 | Adv.Controllers Accessories | 3m cable for external display to EXO.../Corrigo/Exigo | 24.6
EDSP-SPLIT | Adv.Controllers Accessories | Cable splitter for connecting two display units to one controller | 17.1
ED-T43L-V | System HW HMI Adv.Touch Screen | Graphic touch display 4.3 inch | 274
ED-T7 | System HW HMI Touch Screen | Touch display, 7 inch | 642
ED-TCV | Room Controllers Room Units | External display graphical, touch, Corrigo ventilation | 230.1
EK216 | Miscellaneous Trafo/Relay | Plastic casing 12 modules, w=216mm, IP65 | 70.6
EK324 | Miscellaneous Trafo/Relay | Plastic casing 18 modules, w=324mm, IP65 | 97.4
EK432 | Miscellaneous Trafo/Relay | Plastic casing 24 modules (2x12), IP65 | 105.9
EK54 | Miscellaneous Trafo/Relay | Plastic casing 3 modules, w=54mm, IP65 | 28.9
EPRW | Transmitters Wireless Detectors | Wireless optical pulse counter | 326
ETRS15-0,63 | Valves Globe | Control valve, 3-way, DN15, kvs 0.63, male thread, incl couplings | 191.5
ETRS15-1,0 | Valves Globe | Control valve, 3-way, DN15, kvs 1.0, male thread, incl couplings | 191.5
ETRS15-1,25 | Valves Globe | Control valve, 3-way, DN15, kvs 1.25, male thread, incl couplings | 191.5
ETRS15-1,6 | Valves Globe | Control valve, 3-way, DN15, kvs 1.6, male thread, incl couplings | 191.5
ETRS15-2,5 | Valves Globe | Control valve, 3-way, DN15, kvs 2.5, male thread, incl couplings | 191.5
ETRS15-4,0 | Valves Globe | Control valve, 3-way, DN15, kvs 4.0, male thread, incl couplings | 191.5
ETRS20-4,0 | Valves Globe | Control valve, 3-way, DN20, kvs 4.0, male thread, incl couplings | 204.4
ETRS20-5,0 | Valves Globe | Control valve, 3-way, DN20, kvs 5.0, male thread, incl couplings | 204.4
ETRS20-6,3 | Valves Globe | Control valve, 3-way, DN20, kvs 6.3, male thread, incl couplings | 204.4
ETRS25-10 | Valves Globe | Control valve, 3-way, DN25, kvs 10.0, male thread, incl couplings | 251
ETRS25-6,3 | Valves Globe | Control valve, 3-way, DN25, kvs 6.3, male thread, incl couplings | 251
ETRS25-8,0 | Valves Globe | Control valve, 3-way, DN25, kvs 8.0, male thread, incl couplings | 251
ETRS32-10 | Valves Globe | Control valve, 3-way, DN32, kvs 10.0, male thread, incl couplings | 302
ETRS32-12,5 | Valves Globe | Control valve, 3-way, DN32, kvs 12.5, male thread, incl couplings | 302
ETRS32-16 | Valves Globe | Control valve, 3-way, DN32, kvs 16, male thread, incl couplings | 302
ETRS40-16 | Valves Globe | Control valve, 3-way, DN40, kvs 16, male thread, incl couplings | 373
ETRS40-20 | Valves Globe | Control valve, 3-way, DN40, kvs 20, male thread, incl couplings | 373
ETRS40-25 | Valves Globe | Control valve, 3-way, DN40, kvs 25, male thread, incl couplings | 373
ETRS50-25 | Valves Globe | Control valve, 3-way, DN50, kvs 25, male thread, incl couplings | 530
ETRS50-31,5 | Valves Globe | Control valve, 3-way, DN50, kvs 31.5, male thread, incl couplings | 530
ETRS50-40 | Valves Globe | Control valve, 3-way, DN50, kvs 40, male thread, incl couplings | 530
ETVS15-0,25 | Valves Globe | Control valve, 2-way, DN15, kvs 0.25, male thread, couplings included | 179.8
ETVS15-0,4 | Valves Globe | Control valve, 2-way, DN15, kvs 0.4, male thread, couplings included | 179.8
ETVS15-0,63 | Valves Globe | Control valve, 2-way, DN15, kvs 0.63, male thread, incl couplings | 179.8
ETVS15-1,0 | Valves Globe | Control valve, 2-way, DN15, kvs 1.0, male thread, couplings included | 179.8
ETVS15-1,25 | Valves Globe | Control valve, 2-way, DN15, kvs 1.25, male thread, incl couplings | 179.8
ETVS15-1,6 | Valves Globe | Control valve, 2-way, DN15, kvs 1.6, male thread, incl couplings | 179.8
ETVS15-2,5 | Valves Globe | Control valve, 2-way, DN15, kvs 2.5, male thread, incl couplings | 179.8
ETVS15-4,0 | Valves Globe | Control valve, 2-way, DN15, kvs 4.0, male thread, incl couplings | 179.8
ETVS20-5,0 | Valves Globe | Control valve, 2-way, DN20, kvs 5.0, male thread, incl couplings | 191.5
ETVS20-6,3 | Valves Globe | Control valve, 2-way, DN20, kvs 6.3, male thread, incl couplings | 191.5
ETVS25-10 | Valves Globe | Control valve, 2-way, DN25, kvs 10, male thread, incl couplings | 237.5
ETVS25-8,0 | Valves Globe | Control valve, 2-way, DN25, kvs 8.0, male thread, incl couplings | 237.5
ETVS32-12,5 | Valves Globe | Control valve, 2-way, DN32, kvs 12.5, male thread, incl couplings | 290
ETVS32-16 | Valves Globe | Control valve, 2-way, DN32, kvs 16, male thread, incl couplings | 290
ETVS40-20 | Valves Globe | Control valve, 2-way, DN40, kvs 20, male thread, incl couplings | 362
ETVS40-25 | Valves Globe | Control valve, 2-way, DN40, kvs 25, male thread, incl couplings | 362
ETVS50-31,5 | Valves Globe | Control valve, 2-way, DN50, kvs 31.5, male thread, incl couplings | 519
ETVS50-40 | Valves Globe | Control valve, 2-way, DN50, kvs 40, male thread, incl couplings | 519
EX8282 | System HW Adv.DDC EXOFlex | TCP/IP gateway | 574
EXODS-100 | Software EXO2xxx RS | EXO Data Source 100 I/Os | 299
EXODS-100-UPGEXT | Software EXO2xxx RS | EXO Data Source 100 I/Os upgrade 1 year | 89.9
EXODS-500 | Software EXO2xxx RS | EXO Data Source 500 I/Os | 1343
EXODS-500-UPGEXT | Software EXO2xxx RS | EXO Data Source 500 I/Os upgrade 1 year | 394
EXODS-B-1YR | Software EXO2xxx RS | EXO Data Source 2019 Base, 200I/O´s included | 2354
EXODS-BC | Software EXO2xxx | EXO Data Source BACnet OPC Server (Software key) | 8127
EXODS-BSD-1YR | Software EXO2xxx RS | EXO Data Source 2019 Base Soft Dongle | 2692
EXODS-BSD-UPGEXT | Software EXO2xxx RS | EXO Data Source Base Soft Dongle upgrade 1 year | 641
EXODS-B-UPGEXT | Software EXO2xxx RS | EXO Data Source Base upgrade 1 year | 641
EXODS-NIMBUS-1YR | Software EXO2xxx | EXO Data Source Nimbus Alarm Server | 1630
EXODS-NIMBUS-UPGEXT | Software EXO2xxx | EXO Data Source Nimbus Alarm Server upgrade 1 year | 641
EXODS-OPC-1YR | Software EXO2xxx RS | EXO Data Source OPC Connection | 2130
EXODS-OPC-UPGEXT | Software EXO2xxx RS | EXO Data Source OPC Connection upgrade 1 year | 489
EXODS-ULIO | Software EXO2xxx RS | EXO Data Source Unlimited I/O | 12017
EXODS-ULIO-UPGEXT | Software EXO2xxx RS | EXO Data Source Unlimited I/O upgrade 1 year | 3596
EXOOPC-DRIVER | Software EXO2xxx RS | EXOopc Driver | 2130
FLS304X | Pressostat | Flow switch for liquids, 1...8", brass, 11bar, flow rate 1 | 76
FLS304XRE | Pressostat | Flow switch for liquids, 1...8", brass, 11bar, flow rate 2 | 112.4
FLS304XT | Pressostat | Flow switch for liquids, 1...8", brass, 11bar, TÜV, flow rate 1 | 99.5
FLS305XRE | Pressostat | Flow switch for liquids, 1...8", stainless steel, 30bar, flow rate 2 | 249.3
FLS305XT | Pressostat | Flow switch for liquids, 1...8", stainl steel, 30bar, TÜV, flow rate 1 | 260
FLS306X | Pressostat | Flow switch for liquids, 1/2", brass, 11bar, flow rate 3 | 124.1
FLS307X | Pressostat | Flow switch for liquids, 3/4", brass, 11bar, flow rate 3 | 130.5
FLS308X | Pressostat | Flow switch for liquids, 1", brass, 11bar, flow rate 3 | 137
FLZ-09 | Pressostat | Paddles for liquid flow switch in stainless steel S31603 | 12.8
FMCE | Controllers Accessories | Front mounting kit EXOcompact, Ardo and Corrigo | 22.5
FMK2 | Controllers Accessories | Front mounting kit 12 modules, IP55 | 124.1
FT18 | Stats Thermostats Mechanical | Mech frost prot thermostat, -10...+10°C, 1.8m, incl mounting brackets | 97.4
FT18R | Stats Thermostats Mechanical | Mech frost prot therm, -10...+10°C, man reset, 1.8m, mounting brackets | 100.6
FT30 | Stats Thermostats Mechanical | Mech frost prot thermostat, -10...+10°C, 3m, incl mounting brackets | 99.5
FT30R | Stats Thermostats Mechanical | Mech frost prot therm, -10...+10°C, man reset, 3m, incl mount brackets | 103.8
FT60 | Stats Thermostats Mechanical | Mech frost prot thermostat, -10...+10°C, 6m, incl mounting brackets | 109.1
FT60R | Stats Thermostats Mechanical | Mech frost prot therm, -10...+10°C, man reset, 6m, incl mount brackets | 112.4
GF2100-125 | Valves Flange | Flanged valve, PN16, 2-way, DN100, kvs 125, DIN, grey cast iron | 1063
GF2100-160 | Valves Flange | Flanged valve, PN16, 2-way, DN100, kvs 160, DIN, grey cast iron | 1063
GF2125-215 | Valves Flange | Flanged valve, PN16, 2-way, DN125, kvs 215, DIN, grey cast iron | 1327
GF2150-310 | Valves Flange | Flanged valve, PN16, 2-way, DN150, kvs 310, DIN, grey cast iron | 1715
GF2200-550 | Valves Flange | Flanged valve, PN16, 2-way, DN200, kvs 550, DIN, grey cast iron | 2922
GF225-10 | Valves Flange | Flanged valve, PN16, 2-way, DN25, kvs 10, DIN, grey cast iron | 293
GF225-6.3 | Valves Flange | Flanged valve, PN16, 2-way, DN25, kvs 6.3, DIN, grey cast iron | 293
GF232-10 | Valves Flange | Flanged valve, PN16, 2-way, DN32, kvs 10, DIN, grey cast iron | 316
GF232-16 | Valves Flange | Flanged valve, PN16, 2-way, DN32, kvs 16, DIN, grey cast iron | 316
GF240-16 | Valves Flange | Flanged valve, PN16, 2-way, DN40, kvs 16, DIN, grey cast iron | 375
GF240-25 | Valves Flange | Flanged valve, PN16, 2-way, DN40, kvs 25, DIN, grey cast iron | 375
GF250-31.5 | Valves Flange | Flanged valve, PN16, 2-way, DN50, kvs 31.5, DIN, grey cast iron | 518
GF250-40 | Valves Flange | Flanged valve, PN16, 2-way, DN50, kvs 40, DIN, grey cast iron | 518
GF265-50 | Valves Flange | Flanged valve, PN16, 2-way, DN65, kvs 50, DIN, grey cast iron | 638
GF265-63 | Valves Flange | Flanged valve, PN16, 2-way, DN65, kvs 63, DIN, grey cast iron | 638
GF280-100 | Valves Flange | Flanged valve, PN16, 2-way, DN80, kvs 100, DIN, grey cast iron | 734
GF280-80 | Valves Flange | Flanged valve, PN16, 2-way, DN80, kvs 80, DIN, grey cast iron | 734
GF3100-125 | Valves Flange | Flanged valve, PN16, 3-way, DN100, kvs 125, DIN, grey cast iron | 1087
GF3100-160 | Valves Flange | Flanged valve, PN16, 3-way, DN100, kvs 160, DIN, grey cast iron | 1087
GF3125-215 | Valves Flange | Flanged valve, PN16, 3-way, DN125, kvs 215, DIN, grey cast iron | 1365
GF3150-310 | Valves Flange | Flanged valve, PN16, 3-way, DN150, kvs 310, DIN, grey cast iron | 1751
GF3200-550 | Valves Flange | Flanged valve, PN16, 3-way, DN200, kvs 550, DIN, grey cast iron | 2981
GF325-10 | Valves Flange | Flanged valve, PN16, 3-way, DN25, kvs 10, DIN, grey cast iron | 305
GF325-6.3 | Valves Flange | Flanged valve, PN16, 3-way, DN25, kvs 6.3, DIN, grey cast iron | 305
GF332-10 | Valves Flange | Flanged valve, PN16, 3-way, DN32, kvs 10, DIN, grey cast iron | 330
GF332-16 | Valves Flange | Flanged valve, PN16, 3-way, DN32, kvs 16, DIN, grey cast iron | 330
GF340-16 | Valves Flange | Flanged valve, PN16, 3-way, DN40 kvs 16, DIN, grey cast iron | 386
GF340-25 | Valves Flange | Flanged valve, PN16, 3-way, DN40 kvs 25, DIN, grey cast iron | 386
GF350-31.5 | Valves Flange | Flanged valve, PN16, 3-way, DN50, kvs 31.5, DIN, grey cast iron | 538
GF350-40 | Valves Flange | Flanged valve, PN16, 3-way, DN50, kvs 40, DIN, grey cast iron | 538
GF365-50 | Valves Flange | Flanged valve, PN16, 3-way, DN65, kvs 50, DIN, grey cast iron | 669
GF365-63 | Valves Flange | Flanged valve, PN16, 3-way, DN65, kvs 63, DIN, grey cast iron | 669
GF380-100 | Valves Flange | Flanged valve, PN16, 3-way, DN80, kvs 100, DIN, grey cast iron | 755
GF380-80 | Valves Flange | Flanged valve, PN16, 3-way, DN80, kvs 80, DIN, grey cast iron | 755
HA010102 | Transmitters Active Humidity | Sintered brass filter for humidity transmitter | 32.1
HA010103 | Transmitters Active Humidity | Sintered stainless steel filter for humidity transmitter | 62.1
HA010105 | Transmitters Active Humidity | Teflon filter for humidity transmitter | POR*
HA010106 | Transmitters Active Humidity | Metal filter for humidity transmitter | 38.5
HH1606 | Stats Humidistat Mechanical | Hair element for HR1 and HR2, 107mm | 16.1
HH1608 | Stats Humidistat Mechanical | Hair element for HMH, 182mm | 32.1
HMH | Stats Humidistat Mechanical | Humidistat, 1-step, 10A, 10-100%, duct or wall mounting, IP54 | 189.4
HMH2 | Stats Humidistat Mechanical | Humidistat, 2-step, 10A, 10-100%, duct or wall mounting, IP54 | 238.6
HR1 | Stats Humidistat Mechanical | Humidistat, 1-step, 5A, 10-95%, wall mounting, IP21 | 100.6
HR1-DH | Stats Humidistat Mechanical | Humidistat (dehumidifying only), 1-step, 10A, 10-95%, wall mount, IP21 | 112.4
HR2 | Stats Humidistat Mechanical | Humidistat, 2-step, 5A, 10-95%, wall mounting, IP21 | 165.9
HR-S | Stats Humidistat Mechanical | Humidistat, 1-step, 5A, 35-95%, wall mounting, IP30 | 87.7
HSP-1 | Stats Thermostats Electrical | Hidden setpoint for TM1-P | 12.8
HTDT10 | Transmitters Active Humidity | Humidity and temp transmitter, 0-100% ±2%, 0-10V, duct mounting | 492
HTDT10-420 | Transmitters Active Humidity | Humidity and temp transmitter, 0-100% ±2%, 4-20mA, duct mounting | 492
HTDT2500 | Transmitters Active Humidity | Humidity and temp transmitter, 10-95% ±2.5%, 0-10V, duct mount, IP65 | 263
HTRC10 | Transmitters Active Humidity | Humidity and temp transmitter, 0-90% ±3%, Modbus, room mounting | 249.3
HTRC10-D | Transmitters Active Humidity | Humidity and temp transmitter, 0-90% ±2%, display, Modbus, room mount | 297
HTRT10A | Transmitters Active Humidity | Humidity and temp transmitter, 10-90% ±3%, 0-10V, PT1000, room | 188.3
HTRT10A-420 | Transmitters Active Humidity | Humidity and temperature transmitter -420, 0-100%RH, 0...50°C | 188.3
HTRT10A-D | Transmitters Active Humidity | Humidity and temp transmitter, 10-90% ±3%, 0-10V, PT1000, displ, room | 235.4
HTRT10AD-420 | Transmitters Active Humidity | Humidity/temperature transmitter with display -420, 0-100%RH, 0...50°C | 235.4
HTRT2500 | Transmitters Active Humidity | Humidity and temp transmitter, 10-95% ±2.5%, 0-10V, wall mounting | 253
HTRT2500-420 | Transmitters Active Humidity | Humidity and temp transmitter, 10-95% ±2.5%, 4-20mA, wall mounting | 253
HTRT5W | Transmitters Wireless Humidity | Wireless Temp.&Humidity transmitter,10-90%, 0...65°C +/-2°C,0-10V,room | 249.3
HTWT10 | Transmitters Active Humidity | Humidity and temp transmitter, 0-100% ±2%, 0-10V, wall mounting | 463
HTWT10-420 | Transmitters Active Humidity | Humidity and temp transmitter, 0-100% ±2%, 4-20mA, wall mounting | 463
HVS | Transmitters Active Humidity | Radiation shield for outdoor mounting, intended for HTWT10(-420) | 287
IO-16AI | System HW IO/Add:IO Compact | Expansion unit, 16 AI, RS485 | 648
IO-16DI | System HW IO/Add:IO Compact | Expansion unit, 16 DI, RS485 | 648
IO-16DO-M | System HW IO/Add:IO Compact | Expansion unit, 16 DO Relay 230 V ~ 1 A (ind.), RS485, manual switches | 696
IO-4X4-M | System HW IO/Add:IO Compact | Expansion unit, 4 AI, 4 DI, 4 AO, 4 DO Relay 230 V ~ 1 A (ind.), RS485 | 648
IO-8DO8AI-M | System HW IO/Add:IO Compact | Expansion unit, 8 AI, 8 DO Relay 230 V ~ 1 A (ind.), RS485, Man switch | 648
IO-8DO8AO-M | System HW IO/Add:IO Compact | Expansion unit, 8 AO, 8 DO Relay 230 V ~ 1 A (ind.), RS485, Man switch | 696
IO-A15MIXW-3-BEM | System HW IO/Add:IO Other | Expansion unit Ardo, 4 AI, 4 DI, 3 AO, 4 DO, RS485, Ethernet | 438
IO-A28MIXW-3-BEM | System HW IO/Add:IO Other | Expansion unit Ardo, 4 AI, 8 DI, 4 UI, 5 AO, 7 DO, RS485, Ethernet | 819
IO-EC16UID-X | System HW Adv.DDC EXOclever | Add:io, EXOclever, 16 UId (4..20mA), RS485 | 487
IO-EC16UOB-X | System HW Adv.DDC EXOclever | Add:io, EXOclever, 16 UOb, RS485 | 487
IO-RU-10 | System HW IO/Add:IO Room | Expansion unit RU, 1 AI, 2 DI, 1 UI, 4 DO, 2 UO, RS485 | 271
IO-RU-7 | System HW IO/Add:IO Room | Expansion unit RU, 1 AI, 2 DI, 1 UI, 3 UO, RS485 | 227.9
IO-V19MIXW-1-BEM | System HW IO/Add:IO Other | Expansion unit Vido, 4 AI, 2 DI, 4 UI, 2 AO, 7 DO, RS485, Ethernet | 556
IPP10:1000 | Miscellaneous Others | Expansion plug, grey plastic, 10mm, 1000 pcs | 71.7
IPP12:250 | Miscellaneous Others | Expansion plug, black plastic, 12mm, 250 pcs | 101.7
IPP8:1000 | Miscellaneous Others | Expansion plug, grey plastic, 8mm, 1000 pcs | 70.6
IR24-P | Stats Motion Detectors | Presence detector, wall mounting | 93.1
IR24-PC | Stats Motion Detectors | Presence detector, ceiling mounting | 116.6
IRCW | Transmitters Wireless Detectors | Wireless IR detector for ceiling mounting, 360° | 302
IRW | Transmitters Wireless Detectors | Wireless IR detector | 290
KG-A/1 | Room Controllers Accessories | Condensation sensor for the Regio series, 1m cable | 12.8
KH-1 | Miscellaneous Meters | Ball valve with coupling ring and gasket (1pc) (G1") | POR*
KH-1 1/4 | Miscellaneous Meters | Ball valve with coupling ring and gasket (1pc) (G1 1/4") | POR*
KH-2 | Miscellaneous Meters | Ball valve with coupling ring and gasket (1pc) (G2") | POR*
KH-3/4 | Miscellaneous Meters | Ball valve with coupling ring and gasket (1pc) (G3/4") | POR*
KH-S-1 | Miscellaneous Meters | Ball valve (G1") for temperature sensor (M10 x 1) | POR*
KH-S-1 1/4 | Miscellaneous Meters | Ball valve (G1 1/4") for temperature sensor (M10 x 1) | POR*
KH-S-2 | Miscellaneous Meters | Ball valve (G2") for temperature sensor (M10 x 1) | POR*
KH-S-3/4 | Miscellaneous Meters | Ball valve (G3/4") for temperature sensor (M10 x 1) | POR*
KR24-1W-S | Miscellaneous Trafo/Relay | Relay module, 24V AC/DC, 1 change-over relay, LED, On/off/Auto switch | 72.8
KRAC230-2W | Adv.Controllers R+S | Relay module, 230V AC, 2 change-over relays, LED, on/off/auto switch | 31
KRAC24-2WAU | Adv.Controllers R+S | Relay module, 24V AC, 2 change-over relays, LED, on/off/auto switch | 25.7
LTWT10N/PT1000 | Transmitters Active Other | Lux transmitter 0-10V with PT1000 | 272
M4G950 | Adv.Controllers Accessories | 4G/3G Router | 758
M4G-ANT | Adv.Controllers Accessories | External 4G antenna | 42.8
MINI1200 | Miscellaneous Others | Differential pressure manometer 0-1200Pa | 22.5
MM6-24/D | Controllers ALxx | Min/max selector, six 0-10V inputs, 24V, DIN-rail mounting | 122
MM-F2 | Miscellaneous Others | Blue measuring fluid for MINI1200, 500ml (1.05) | 111.3
MM-F3 | Miscellaneous Others | Red measuring fluid for MV600, 30ml (0.786) | 6.4
MM-P:100 | Miscellaneous Others | Plastic tubing 6x9mm, transparent, 100m | 135
MM-P:25 | Miscellaneous Others | Plastic tubing 6x9mm, transparent, 25m | 59.9
MTIB120 | Stats Thermostats Mechanical | Mechanical immersion thermostat, 50...120°C, 1-stage | 139.1
MTIB60 | Stats Thermostats Mechanical | Mechanical immersion thermostat, 0...60°C, 1-stage | 139.1
MTIB90 | Stats Thermostats Mechanical | Mechanical immersion thermostat, 20...90°C, 1-stage | 139.1
MTIBL90H | Stats Thermostats Mechanical | Mechanical boiler thermostat, 0...90°C | 103.8
MTIC120S | Stats Thermostats Mechanical | Mechanical capillary thermostat, 50...120°C, 1-stage | 146.6
MTIC30 | Stats Thermostats Mechanical | Mechanical capillary thermostat, -30...+30°C, 1-stage, 1K | 132.7
MTIC30-2 | Stats Thermostats Mechanical | Mechanical capillary thermostat, -30...+30°C, 2-stage, 1K | 189.4
MTIC30R | Stats Thermostats Mechanical | Mechanical capillary thermostat, -30...+30°C, 1-stage, reset | 146.6
MTIC30S | Stats Thermostats Mechanical | Mechanical capillary thermostat, -30...+30°C, 1-stage | 139.1
MTIC30SH | Stats Thermostats Mechanical | Mechanical capillary thermostat, -30...+30°C, 1-stage, hidden setpoint | 146.6
MTIC90 | Stats Thermostats Mechanical | Mechanical capillary thermostat, 20...90°C, 1-stage, 1K | 132.7
MTIC90R | Stats Thermostats Mechanical | Mechanical capillary thermostat, 20...90°C, 1-stage, reset | 146.6
MTIC90S | Stats Thermostats Mechanical | Mechanical capillary thermostat, 20...90°C, 1-stage | 139.1
MTIC90SH | Stats Thermostats Mechanical | Mechanical capillary thermostat, 20...90°C, 1-stage, hidden setpoint | 146.6
MTID120HR | Stats Thermostats Mechanical | Mechanical duct thermostat, 50...120°C, 1-stage, hidden setp, reset | 177.6
MTID30H | Stats Thermostats Mechanical | Mechanical duct thermostat, -30...+30°C, 1K, 1-stage, hidden setpoint | 146.6
MTID60 | Stats Thermostats Mechanical | Mechanical duct thermostat, 0...60°C, 1K, 1-stage | 146.6
MTID60-2 | Stats Thermostats Mechanical | Mechanical duct thermostat, 0...60°C, 2-stage | 196.9
MTID60S | Stats Thermostats Mechanical | Mechanical duct thermostat, 0...60°C, 1-stage | 159.4
MTIR30 | Stats Thermostats Mechanical | Mechanical capillary thermostat, -30...+30°C, 1-stage | 114.5
MTIR30-2 | Stats Thermostats Mechanical | Mechanical room thermostat, -30...+30°C, 2-stage | 177.6
MTIR30S | Stats Thermostats Mechanical | Mechanical room thermostat, -30...+30°C, 1-stage | 127.3
MTIR30SH | Stats Thermostats Mechanical | Mechanical room thermostat, -30...+30°C, 1-stage, hidden setpoint | 132.7
MTIR60 | Stats Thermostats Mechanical | Mechanical room thermostat, 0...60°C, 1-stage, 1K | 114.5
MTIR60-2 | Stats Thermostats Mechanical | Mechanical room thermostat, 0...60°C, 2-stage, 1K | 177.6
MTIR60S | Stats Thermostats Mechanical | Mechanical room thermostat, 0...60°C, 1-stage | 127.3
MTIR60SH | Stats Thermostats Mechanical | Mechanical room thermostat, 0...60°C, 1-stage, hidden setpoint | 132.7
MTIS60S | Stats Thermostats Mechanical | Mechanical clamp on thermostat, 0...60°C | 170.1
MTIS60SH | Stats Thermostats Mechanical | Mechanical clamp on thermostat, 0...60°C, hidden setpoint | 164.8
MTIS90S | Stats Thermostats Mechanical | Mechanical clamp on thermostat, 20...90°C | 170.1
MTIS90SH | Stats Thermostats Mechanical | Mechanical clamp on thermostat, 20...90°C, hidden setpoint | 164.8
MTRS15-0,63 | Valves Globe | Control valve, 3-way, DN15, kvs 0.63, DZR, for RVAN | 176.6
MTRS15-1,0 | Valves Globe | Control valve, 3-way, DN15, kvs 1.0, DZR, for RVAN | 176.6
MTRS15-1,6 | Valves Globe | Control valve, 3-way, DN15, kvs 1.6, DZR, for RVAN | 176.6
MTRS15-2,1 | Valves Globe | Control valve, 3-way, DN15, kvs 2.1, DZR, for RVAN | 176.6
MTRS15-2,7 | Valves Globe | Control valve, 3-way, DN15, kvs 2.7, DZR, for RVAN | 176.6
MTRS20-4,2 | Valves Globe | Control valve, 3-way, DN20, kvs 4.2, DZR, for RVAN | 183
MTRS20-5,6 | Valves Globe | Control valve, 3-way, DN20, kvs 5.6, DZR, for RVAN | 183
MTRS25-10 | Valves Globe | Control valve, 3-way, DN25, kvs 10, DZR, for RVAN | 225.8
MTRS32-16 | Valves Globe | Control valve, 3-way, DN32, kvs 16, DZR, for RVAN | 254
MTRS40-27 | Valves Globe | Control valve, 3-way, DN40, kvs 27, DZR, for RVAN | 334
MTRS50-39 | Valves Globe | Control valve, 3-way, DN50, kvs 39, DZR, for RVAN | 439
MTU:100 | Miscellaneous Others | Pressure outlet, black plastic, for 6mm tubing, 100pcs | 48.2
MTU:25 | Miscellaneous Others | Pressure outlet, black plastic, for 6mm tubing, 25pcs | 42.8
MTVS15-0,63 | Valves Globe | Control valve, 2-way, DN15, kvs 0.63, DZR, for RVAN | 165.9
MTVS15-1,0 | Valves Globe | Control valve, 2-way, DN15, kvs 1.0, DZR, for RVAN | 165.9
MTVS15-1,6 | Valves Globe | Control valve, 2-way, DN15, kvs 1.6, DZR, for RVAN | 165.9
MTVS15-2,1 | Valves Globe | Control valve, 2-way, DN15, kvs 2.1, DZR, for RVAN | 165.9
MTVS15-2,7 | Valves Globe | Control valve, 2-way, DN15, kvs 2.7, DZR, for RVAN | 165.9
MTVS20-4,2 | Valves Globe | Control valve, 2-way, DN20, kvs 4.2, DZR, for RVAN | 173.3
MTVS20-5,6 | Valves Globe | Control valve, 2-way, DN20, kvs 5.6, DZR, for RVAN | 173.3
MTVS25-10 | Valves Globe | Control valve, 2-way, DN25, kvs 10, DZR, for RVAN | 216.1
MTVS32-16 | Valves Globe | Control valve, 2-way, DN32, kvs 16, DZR, for RVAN | 244
MTVS40-27 | Valves Globe | Control valve, 2-way, DN40, kvs 27, DZR, for RVAN | 325
MTVS50-39 | Valves Globe | Control valve, 2-way, DN50, kvs 39, DZR, for RVAN | 428
MV600 | Miscellaneous Others | Differential pressure manometer with blow-out protection, 0-600Pa | 70.6
MXGDIN | Adv.Controllers Accessories | 088-00267 DIN rail kit for M3G900 and M4G950 | 24.6
NO2F | Transmitters Active CO, Nox etc | NO2 detector, 0-10V, 4-20mA, 24V DC | 821
NTVS100-160 | Valves Flange | District heat valve, 2-way, DN100, kvs 160, nodular iron, DIN-standard | 1195
NTVS100-160M | Valves Flange | District heat valve, 2-way, DN100, kvs 160, nod. iron, DIN, st.steel | POR*
NTVS125-215 | Valves Flange | District heat valve, 2-way, DN125, kvs 215, nodular iron, DIN-standard | 2352
NTVS125-215M | Valves Flange | District heat valve, 2-way, DN125, kvs 215, nod. iron, DIN, st. steel | POR*
NTVS15-0,4 | Valves Flange | District heat valve, 2-way, DN15, kvs 0.4, nodular iron, DIN-standard | 293
NTVS15-0,4M | Valves Flange | District heat valve, 2-way, DN15, kvs 0.4, nod. iron, DIN, st. steel | POR*
NTVS150-310 | Valves Flange | District heat valve, 2-way, DN150, kvs 310, nodular iron, DIN-standard | 2771
NTVS150-310M | Valves Flange | District heat valve, 2-way, DN150, kvs 310, nod. iron, DIN, st. steel | POR*
NTVS15-1,0 | Valves Flange | District heat valve, 2-way, DN15, kvs 1.0, nodular iron, DIN-standard | 293
NTVS15-1,0M | Valves Flange | District heat valve, 2-way, DN15, kvs 1.0, nod. iron, DIN, st. steel | POR*
NTVS15-1,6 | Valves Flange | District heat valve, 2-way, DN15, kvs 1.6, nodular iron, DIN-standard | 293
NTVS15-1,6M | Valves Flange | District heat valve, 2-way, DN15, kvs 1.6, nod. iron, DIN, st. steel | POR*
NTVS15-2,7 | Valves Flange | District heat valve, 2-way, DN15, kvs 2.7, nodular iron, DIN-standard | 293
NTVS15-2,7M | Valves Flange | District heat valve, 2-way, DN15, kvs 2.7, nod. iron, DIN, st. steel | POR*
NTVS20-0,8 | Valves Flange | District heat valve, 2-way, DN20, kvs 0.8, nodular iron, DIN-standard | 305
NTVS20-0,8M | Valves Flange | District heat valve, 2-way, DN20, kvs 0.8, nod. iron, DIN, st. steel | POR*
NTVS20-1,6 | Valves Flange | District heat valve, 2-way, DN20, kvs 1.6, nodular iron, DIN-standard | 305
NTVS20-1,6M | Valves Flange | District heat valve, 2-way, DN20, kvs 1.6, nod. iron, DIN, st. steel | POR*
NTVS20-2,7 | Valves Flange | District heat valve, 2-way, DN20, kvs 2.7, nodular iron, DIN-standard | 305
NTVS20-2,7M | Valves Flange | District heat valve, 2-way, DN20, kvs 2.7, nod. iron, DIN, st. steel | POR*
NTVS20-3,9 | Valves Flange | District heat valve, 2-way, DN20, kvs 3.9, nodular iron, DIN-standard | 305
NTVS20-3,9M | Valves Flange | District heat valve, 2-way, DN20, kvs 3.9, nod. iron, DIN, st. steel | POR*
NTVS20-6,3 | Valves Flange | District heat valve, 2-way, DN20, kvs 6.3, nodular iron, DIN-standard | 305
NTVS20-6,3M | Valves Flange | District heat valve, 2-way, DN20, kvs 6.3, nod. iron, DIN, st. steel | POR*
NTVS25-1,6 | Valves Flange | District heat valve, 2-way, DN25, kvs 1.6, nodular iron, DIN-standard | 311
NTVS25-1,6M | Valves Flange | District heat valve, 2-way, DN25, kvs 1.6, nod. iron, DIN, st. steel | POR*
NTVS25-10 | Valves Flange | District heat valve, 2-way, DN25, kvs 10, nodular iron, DIN-standard | 311
NTVS25-10M | Valves Flange | District heat valve, 2-way, DN25, kvs 10, nod. iron, DIN, st. steel | POR*
NTVS25-2,5 | Valves Flange | District heat valve, 2-way, DN25, kvs 2.5, nodular iron, DIN-standard | 311
NTVS25-2,5M | Valves Flange | District heat valve, 2-way, DN25, kvs 2.5, nod. iron, DIN, st. steel | POR*
NTVS25-4,0 | Valves Flange | District heat valve, 2-way, DN25, kvs 4.0, nodular iron, DIN-standard | 311
NTVS25-4,0M | Valves Flange | District heat valve, 2-way, DN25, kvs 4.0, nod. iron, DIN, st. steel | POR*
NTVS25-6,3 | Valves Flange | District heat valve, 2-way, DN25, kvs 6.3, nodular iron, DIN-standard | 311
NTVS25-6,3M | Valves Flange | District heat valve, 2-way, DN25, kvs 6.3, nod.iron, DIN, st. steel | POR*
NTVS32-10 | Valves Flange | District heat valve, 2-way, DN32, kvs 10, nodular iron, DIN-standard | 346
NTVS32-10M | Valves Flange | District heat valve, 2-way, DN32, kvs 10, nod. iron, DIN, st. steel | POR*
NTVS32-16 | Valves Flange | District heat valve, 2-way, DN32, kvs 16, nodular iron, DIN-standard | 346
NTVS32-16M | Valves Flange | District heat valve, 2-way, DN32, kvs 16, nodular iron, DIN, st. steel | POR*
NTVS32-4,0 | Valves Flange | District heat valve, 2-way, DN32, kvs 4.0, nodular iron, DIN-standard | 346
NTVS32-4,0M | Valves Flange | District heat valve, 2-way, DN32, kvs 4.0, nod. iron, DIN, st. steel | POR*
NTVS32-6,3 | Valves Flange | District heat valve, 2-way, DN32, kvs 6.3, nodular iron, DIN-standard | 346
NTVS32-6,3M | Valves Flange | District heat valve, 2-way, DN32, kvs 6.3, nod. iron, DIN, st. steel | POR*
NTVS40-10 | Valves Flange | District heat valve, 2-way, DN40, kvs 10, nodular iron, DIN-standard | 378
NTVS40-10M | Valves Flange | District heat valve, 2-way, DN40, kvs 10, nodular iron, DIN, st. steel | POR*
NTVS40-16 | Valves Flange | District heat valve, 2-way, DN40, kvs 16, nodular iron, DIN-standard | 390
NTVS40-16M | Valves Flange | District heat valve, 2-way, DN40, kvs 16, nodular iron, DIN, st. steel | POR*
NTVS40-27 | Valves Flange | District heat valve, 2-way, DN40, kvs 27, nodular iron, DIN-standard | 390
NTVS40-27M | Valves Flange | District heat valve, 2-way, DN40, kvs 27, nodular iron, DIN, st. steel | POR*
NTVS40-6,3 | Valves Flange | District heat valve, 2-way, DN40, kvs 6.3, nodular iron, DIN-standard | 390
NTVS40-6,3M | Valves Flange | District heat valve, 2-way, DN40, kvs 6.3, nod. iron, DIN, st. steel | POR*
NTVS50-10 | Valves Flange | District heat valve, 2-way, DN50, kvs 10, nodular iron, DIN-standard | 512
NTVS50-10M | Valves Flange | District heat valve, 2-way, DN50, kvs 10 nodular iron, DIN, st. steel | POR*
NTVS50-16 | Valves Flange | District heat valve, 2-way, DN50, kvs 16, nodular iron, DIN-standard | 512
NTVS50-16M | Valves Flange | District heat valve, 2-way, DN50, kvs 16, nodular iron, DIN, st.steel | POR*
NTVS50-27 | Valves Flange | District heat valve, 2-way, DN50, kvs 27, nodular iron, DIN-standard | 512
NTVS50-27M | Valves Flange | District heat valve, 2-way, DN50, kvs 27, nodular iron, DIN, st.steel | POR*
NTVS50-39 | Valves Flange | District heat valve, 2-way, DN50, kvs 39, nodular iron, DIN-standard | 512
NTVS50-39M | Valves Flange | District heat valve, 2-way, DN50, kvs 39, nodular iron, DIN, st.steel | POR*
NTVS50-6,3 | Valves Flange | District heat valve, 2-way, DN50, kvs 6.3, nodular iron, DIN-standard | 512
NTVS50-6,3M | Valves Flange | District heat valve, 2-way, DN50, kvs 6.3, nodular iron, DIN, st.steel | POR*
NTVS65-16 | Valves Flange | District heat valve, 2-way, DN65, kvs 16, nodular iron, DIN-standard | 585
NTVS65-16M | Valves Flange | District heat valve, 2-way, DN65, kvs 16, nodular iron, DIN, st.steel | POR*
NTVS65-27 | Valves Flange | District heat valve, 2-way, DN65, kvs 27, nodular iron, DIN-standard | 585
NTVS65-27M | Valves Flange | District heat valve, 2-way, DN65, kvs 27, nodular iron, DIN, st.steel | POR*
NTVS65-39 | Valves Flange | District heat valve, 2-way, DN65, kvs 39, nodular iron, DIN-standard | 585
NTVS65-39M | Valves Flange | District heat valve, 2-way, DN65, kvs 39, nodular iron, DIN, st.steel | POR*
NTVS65-63 | Valves Flange | District heat valve, 2-way, DN65, kvs 63, nodular iron, DIN-standard | 585
NTVS65-63M | Valves Flange | District heat valve, 2-way, DN65, kvs 63, nodular iron, DIN, st steel | POR*
NTVS80-100 | Valves Flange | District heat valve, 2-way, DN80, kvs 100, nodular iron, DIN-standard | 777
NTVS80-100M | Valves Flange | District heat valve, 2-way, DN80, kvs 100, nod. iron, DIN, st. steel | POR*
OP10 | Controllers Optigo | Optigo, controller, 10 I/Os, 24V, display, DIN-rail mounting | 279
OP10-230 | Controllers Optigo | Optigo, controller, 10 I/Os, 230V, display, DIN-rail mounting | 284
OP5U | Controllers Optigo | Optigo, controller, 5 I/Os, 24V, display, DIN-rail mounting | 186.2
OPTO-CABLE-USB | Miscellaneous Meters | Optocoupler with USB interface for energy meters | POR*
OPTO-TOOL | Miscellaneous Meters | Software for energy meters | 203.3
OVA-011 | Actuators Accessories Adaptor | Adapter kit for RVAN actuators on Honeywell valves DN15-80 | 93.1
OVA-013 | Actuators Accessories Adaptor | Adapter kit for RVAN actuators on Honeywell valves DN100-150 | 93.1
OVA-015 | Actuators Accessories Adaptor | Adapter kit for RVAN5.../RVAN10 on Belimo valve Ø8mm stem | 58.9
OVA-020 | Actuators Accessories Adaptor | Adapter kit for RVAN5.../RVAN10 on Danfoss valve | 85
OVA-031 | Actuators Accessories Adaptor | Adapter kit for RVAN actuators on TAC valves DN65-100 | 47.1
OVA-081 | Actuators Accessories Adaptor | Adapter kit for RVAN actuators on Siemens valves DN15-50 | 23.5
OVA-082 | Actuators Accessories Adaptor | Adapter kit for RVAN actuators on Siemens valves DN65-150 | 23.5
OVA-121 | Actuators Accessories Adaptor | Adapter kit for RVAN actuators on STR/STV valves | 23.5
OVA-131 | Actuators Accessories Adaptor | Adapter kit for RVAN actuators on TAC valves DN15-50 | 47.1
OVA-132 | Actuators Accessories Adaptor | Adapter kit for RVAN5/10 actuators on old OAB valves with 3/8" stem | 47.1
OVA-133 | Actuators Accessories Adaptor | Adapter kit for RVAN18/25actuators on old OAB valves with 3/8" stem | 47.1
OVA-134 | Actuators Accessories Adaptor | Adapter kit for RVAN5/10 actuators on MMR/MMV valves DN15-50 | 47.1
OVA-141 | Actuators Accessories Adaptor | Adapter kit for RVAN5/RVA10 actuators on Controlli VSB-VMB valves | 23.5
OVA-151 | Actuators Accessories Adaptor | Adapter kit for RVAN5.../RVAN10... actuators on Sauter valves | 104.9
OVA-161 | Actuators Accessories Adaptor | Adapter kit for RVAN5/10 on Geamatic valve DN15-50 with M6 stem | 47.1
OVA-171 | Actuators Accessories Adaptor | Adapter kit for RVAN5 on IMI valve KTM512 DN15-50 | 35.3
OVA-231 | Actuators Accessories Adaptor | Adapter kit for RVAN5 actuators on TAC valves DN15 with small neck | 47.1
OVA-A1 | Actuators Accessories Adaptor | Adapter kit for RVAN5/RVAN10 actuators on ARI valves 485-488 DN15-50 | 35.3
OVA-A2 | Actuators Accessories Adaptor | Adapter kit for RVAN18/RVAN25 actuators on ARI valves 485-486 DN65-100 | 35.3
OVA-A3 | Actuators Accessories Adaptor | Adapter kit for RVAN18/RVAN25 actuators on ARI valves 485-488 DN40-50 | 35.3
OVA-B6 | Valves Accessories Adaptor | Adapter kit for Belimo actuators, type EV | 47.1
OVA-B7 | Valves Accessories Adaptor | Adapter kit for Belimo actuators, type NV...-TPC | 47.1
OVA-F1 | Actuators Accessories Adaptor | Adapter kit for RVAN5 and RVAN10 | 21.4
OVA-F2 | Actuators Accessories Adaptor | Adapter kit for RVAN18 and RVAN25 | 21.4
OVA-F3 | Actuators Accessories Adaptor | Stem connector for RVAN5 and RVAN10 | 21.4
OVA-F4 | Actuators Accessories Adaptor | Stem connector for RVAN18 and RVAN25 | 21.4
OVA-FM25 | Actuators Accessories Adaptor | Adapter kit for RVAN5.../RVAN10 on WSE/Norshunt FM25 shunt | 47.1
OVA-FM50 | Actuators Accessories Adaptor | Adapter kit for RVAN18 on WSE/Norshunt FM50 shunt | 47.1
OVA-H1 | Actuators Accessories Adaptor | Adapter kit for RVAN5 and RVAN10 on HORA valves | 35.3
OVA-H2 | Actuators Accessories Adaptor | Adapter kit for RVAN18 and RVAN25 on HORA valves | 35.3
OVA-J1 | Actuators Accessories Adaptor | Adapter for RVAN5/10 on Johnson valves M28x1.5 neck, 1/4"UNF-28 stem | 35
OVA-L1 | Actuators Accessories Adaptor | Adapter kit for RVAZ4L1 on LDM valves (MVFL valves) | 6.4
OVA-S1 | Valves Accessories Adaptor | Adapter kit for Siemens actuators | 93.1
OVA-T1 | Valves Accessories Adaptor | Adapter kit for TAC actuators, type M400 and M800 | 47.1
OVA-T2 | Valves Accessories Adaptor | Adapter kit for TAC M400/M800 and older valves, 3/8 UNF thread | 47.1
OVC-Z15 | Valves Accessories Other | Steel pipe connection for zone valve, DN15 (G 1/2") | 6.4
OVC-Z20 | Valves Accessories Other | Steel pipe connection for zone valve, DN20 (G 3/4") | 9.6
OVC-Z25 | Valves Accessories Other | Steel pipe connection for zone valve, DN25 (G 1") | 16.1
PASTA-20 | Passive Sensors Others | Heat conductive paste in tube, 20g | 20.3
PBIE | Miscellaneous Trafo/Relay | 1-pole switch with indication for wall socket installations, Exxact | 74.9
PCMTV125-150-F106 | Valves PICV | Pressure independent valve, DN125-150, 106000l/h, with smart actuator | 5330
PCMTV15-F150 | Valves PICV | Pressure independent valve, DN15, 150 l/h, with measuring port | 146.6
PCMTV15-F600 | Valves PICV | Pressure independent valve, DN15, 600 l/h, with measuring port | 146.6
PCMTV15-F780 | Valves PICV | Pressure independent valve, DN15, 780 l/h, with measuring port | 157.3
PCMTV200-250-F277 | Valves PICV | Pressure independent valve, DN200-250, 277000l/h, with smart actuator | POR*
PCMTV20-F1000 | Valves PICV | Pressure independent valve, DN20, 1000 l/h, with measuring port | 171.2
PCMTV20-F1500 | Valves PICV | Pressure independent valve, DN20, 1500 l/h, with measuring port | 200.1
PCMTV20-F2200 | Valves PICV | Pressure independent valve, DN20, 2200 l/h, with measuring port | 282
PCMTV20-F2700 | Valves PICV | Pressure independent valve, DN20, 2700 l/h, with measuring port | 314
PCMTV25-F1500 | Valves PICV | Pressure independent valve, DN25,1500 l/h, with measuring port | 200.1
PCMTV25-F2200 | Valves PICV | Pressure independent valve, DN25,2200 l/h, with measuring port | 282
PCMTV25-F2700 | Valves PICV | Pressure independent valve, DN25, 2700 l/h, with measuring port | 314
PCMTV32-F2700 | Valves PICV | Pressure independent valve, DN32, 2700 l/h, with measuring port | 314
PCMTV32-F3000 | Valves PICV | Pressure independent valve, DN32, 3000 l/h, with measuring port | 369
PCMTV32-F6 | Valves PICV | Pressure independent valve, DN32, 6000 l/h, with measuring port | 815
PCMTV40-F9 | Valves PICV | Pressure independent valve, DN40, 9000 l/h, with measuring port | 1563
PCMTV50-65-80-F25 | Valves PICV | Pressure independent valve, DN50-65-80, 25000 l/h, with smart actuator | 2704
PCMTV50-65-80-F35 | Valves PICV | Pressure independent valve, DN50-65-80, 35000 l/h, with smart actuator | 2704
PCMTV50-F12 | Valves PICV | Pressure independent valve, DN50, 12000 l/h, with measuring port | 1817
PCMTV50-F18 | Valves PICV | Pressure independent valve, DN50, 18000 l/h, with measuring port | 2227
PCMTV80-100-F72 | Valves PICV | Pressure independent valve, DN80-100, 72000l/h, with smart actuator | 4726
PCTVS15-F150 | Valves PICV | Pressure independent valve, DN15, 150 l/h | 124.1
PCTVS15-F600 | Valves PICV | Pressure independent valve, DN15, 600 l/h | 124.1
PCTVS15-F900 | Valves PICV | Pressure independent valve, DN15, 900 l/h | 124.1
PCTVS20-F600 | Valves PICV | Pressure independent valve, DN20, 600 l/h | 124.1
PCTVS20-F900 | Valves PICV | Pressure independent valve, DN20, 900 l/h | 124.1
PDT12 | Transmitters Active Pressure Presigo | Differential pressure transmitter, 0-1250Pa, 0-10V | 208.7
PDT12C | Transmitters Active Pressure Presigo | Differential pressure transmitter, 0-1250Pa, Modbus | 268
PDT12C-2 | Transmitters Active Pressure Presigo | Differential pressure transmitter, 0-1250Pa, 2 sensor elements, Modbus | 374
PDT12S25-2 | Transmitters Active Pressure Presigo | Diff pressure transmitter, 0-1250/0-2500Pa, 2 sensor elements, 0-10V | 315
PDT12S25C-2 | Transmitters Active Pressure Presigo | Diff pressure transmitter, 0-1250/0-2500Pa, 2 sensor elements, Modbus | 374
PDT12S75-2 | Transmitters Active Pressure Presigo | Diff pressure transmitter, 0-1250/0-7500Pa, 2 sensor elements, 0-10V | 315
PDT12S75C-2 | Transmitters Active Pressure Presigo | Diff pressure transmitter, 0-1250/0-7500Pa, 2 sensor elements, Modbus | 374
PDT25 | Transmitters Active Pressure Presigo | Differential pressure transmitter, 0-2500Pa, 0-10V | 208.7
PDT25C | Transmitters Active Pressure Presigo | Differential pressure transmitter, 0-2500Pa, Modbus | 268
PDT25C-2 | Transmitters Active Pressure Presigo | Differential pressure transmitter, 0-2500Pa, 2 sensor elements, Modbus | 374
PDT75 | Transmitters Active Pressure Presigo | Differential pressure transmitter, 0-7500Pa, 0-10V | 208.7
PDT75C | Transmitters Active Pressure Presigo | Differential pressure transmitter, 0-7500Pa, Modbus | 268
PDTX12-2-C | Transmitters Active Pressure Presigo | Differential pressure transmitter, 0-1250Pa, 2 sensors, 2xUI, 2xUO | 428
PDTX12-C | Transmitters Active Pressure Presigo | Differential pressure transmitter, 0-1250Pa, 2xUI, 2xUO | 323
PDTX12S25-C | Transmitters Active Pressure Presigo | Differential pressure transmitter, 0-1250/0-2500Pa, 2xUI, 2xUO | 428
PDTX12S75-C | Transmitters Active Pressure Presigo | Differential pressure transmitter, 0-1250/0-7500Pa, 2xUI, 2xUO | 428
PDTX25-2-C | Transmitters Active Pressure Presigo | Differential pressure transmitter, 0-2500Pa, 2 sensors, 2xUI, 2xUO | 428
PDTX25-C | Transmitters Active Pressure Presigo | Differential pressure transmitter, 0-2500Pa, 2xUI, 2xUO | 323
PDTX75-C | Transmitters Active Pressure Presigo | Differential pressure transmitter, 0-7500Pa, 2xUI, 2xUO | 323
PLTCE | Adv.Controllers Accessories | Angle plug-in terminal blocks for EXOcompact, Optigo, Ardo and Corrigo | 36.4
PLT-E15 | Controllers Accessories | A set of plug-in terminals for EXOcompact, Ardo & Corrigo 15 I/O | 18.2
PLT-E28 | Controllers Accessories | A set of plug-in terminals for EXOcompact, Ardo & Corrigo 28 I/O | 26.8
PLT-E8 | Controllers Accessories | A set of plug-in terminals for EXOcompact, Ardo & Corrigo 8 I/O | 12.8
POWERPACK-EM | Miscellaneous Meters | Power pack 230V AC for SSU and SSCU energy meter | 248.2
POWERPACK-EM-24 | Miscellaneous Meters | Power pack 24V AC for SSU and SSCU energy meter | 294
PS-110-3/4 | Miscellaneous Meters | Threaded adapter to replace flow meter (G3/4") (L=110mm) | 13.9
PS-130-1 | Miscellaneous Meters | Threaded adapter to replace flow meter (G1") (L=130mm) | 20.3
PS-150-1 1/4 | Miscellaneous Meters | Threaded adapter to replace flow meter (G1 1/4") (L=150mm) | 46
PS-200-2 | Miscellaneous Meters | Threaded adapter to replace flow meter (G2") (L=200mm) | 77
PS-260-1 1/4 | Miscellaneous Meters | Threaded adapter to replace flow meter (G1 1/4") (L=260mm) | 46
PS-300-2 | Miscellaneous Meters | Threaded adapter to replace flow meter (G2") (L=300mm) | 77
PULSER/D | Controllers Triac Controls Pulser | Electrical heating controller, 16A, 230/400V, DIN-rail mounting | 108.1
PULSER230X010 | Controllers Triac Controls Pulser | Electrical heating controller, 16A, 230V, for 0-10V control signal | 153
PULSER400X010 | Controllers Triac Controls Pulser | Electrical heating controller, 16A, 400V, for 0-10V control signal | 153
PULSER-ADD | Controllers Triac Controls Pulser | Electrical heating controller, add-on unit, 16A, 230/400V, room mount | 108.1
PULSER-M | Controllers Triac Controls Pulser | Electrical heating controller, 16A, 230/400V, min/max limitation | 108.1
PULSER-X/D | Controllers Triac Controls Pulser | Electrical heating controller, 16A, 230/400V, 0-10V input, DIN-rail | 153
R31 | Stats Thermostats Electrical | Room thermostat 7...30°C | 32.1
RB3 | Room Controllers Accessories | Relay unit for Regio RC-...F... in fan-coil applications | 57.8
RC | Room Controllers Wall mount RC | Regio zone controller, 0-10V or on/off, room mounting | 146.6
RC-A203W-4-TP | Room Controllers Ceiling m RCP Ardo Eedo | Regio Ardo, 20 I/O, 2 x RS485, Ethernet, terminal protection | 413
RC-C3 | Room Controllers Wall mount RC | Regio zone controller, 0-10V or on/off, setpoint, communication, room | 223.6
RC-C3DFOC | Room Controllers Wall mount RC | Regio zone controller, 0-10V or on/off, occup, fan ctrl, comm, room | 266
RC-C3DOC | Room Controllers Wall mount RC | Regio zone controller, 0-10V or on/off, occup, displ, CO2, comm, room | 259
RC-C3DOC-BLACK | Room Controllers Wall mount RC | Regio zone controller, 0-10V or on/off, occup, displ, CO2, comm, room | 259
RC-C3H | Room Controllers Wall mount RC | Regio zone controller, 0-10V or on/off, hidden setpoint, comm, room | 241.8
RC-C3O | Room Controllers Wall mount RC | Regio zone controller, 0-10V or on/off, occupancy, communication, room | 241.8
RCC-C3DOCS | Room Controllers Wall Mount RCC CO2 | Room Controller, 0...10V or On/off, display, com, CO2 single beam | 694
RCC-C3HCS | Room Controllers Wall Mount RCC CO2 | Room controller, 0...10V or On/Off, hidden, com, CO2 single beam | 647
RCC-CONN:10 | Room Controllers Accessories | Connector plates for RCC room units, 10pcs | 110.2
RC-CDFO | Room Controllers Wall mount RC | Regio zone controller, 0-10V or on/off, occupancy, fan control, room | 266
RC-CDTO | Room Controllers Wall mount RC | Regio zone controller, 3-point, occupancy, display, comm, room mount | 266
RC-CF | Room Controllers Wall mount RC | Regio zone controller, 0-10V or on/off, fan ctrl, comm, room mounting | 247.2
RC-CFO | Room Controllers Wall mount RC | Regio zone controller, 0-10V or on/off, occup, fan ctrl, comm, room | 247.2
RC-CONN:10 | Room Controllers Accessories | Connector plates for RC room units, 10pcs | 128.4
RC-CT | Room Controllers Wall mount RC | Regio zone controller, 3-point, communication, room mounting | 218.3
RC-CTH | Room Controllers Wall mount RC | Regio zone controller, 3-point, hidden setpoint, communication, room | 241.8
RC-CTO | Room Controllers Wall mount RC | Regio zone controller, 3-point, occupancy, communication, room mount | 247.2
RC-DFO | Room Controllers Wall mount RC | Regio zone controller, 0-10V or on/off, occup, fan ctrl, display, room | 176.6
RC-DO | Room Controllers Wall mount RC | Regio zone controller, 0-10V or on/off, occupancy, display, room mount | 164.8
RC-DTO | Room Controllers Wall mount RC | Regio zone controller, 3-point, occupancy, display, room mounting | 164.8
RC-E163W-1-TP | Room Controllers Ceiling m RCP Ardo Eedo | Regio Eedo, 16 I/O, 2 x RS485, Ethernet, terminal protection | 437
RCF-230AD | Room Controllers Wall mount RCF | Fan-coil controller, 230V, 0-10V, room mounting | 138
RCF-230CAD | Room Controllers Wall mount RCF | Fan-coil controller, 230V, 0-10V, communication, room mounting | 227.9
RCF-230CD | Room Controllers Wall mount RCF | Fan-coil controller, 230V, on/off, change-over, communication, room | 191.5
RCF-230CTD | Room Controllers Wall mount RCF | Fan-coil controller, 230V, thermal or 3-point, communication, room | 204.4
RCF-230CTD-EC | Room Controllers Wall mount RCF | Fan-coil controller, 230V, thermal or 3-point, communication, room | 204.4
RCF-230D | Room Controllers Wall mount RCF | Fan-coil thermostat, 230V, on/off, change-over, room mounting | 118.8
RCF-230TD | Room Controllers Wall mount RCF | Fan-coil controller, 230V, thermal or 3-point, room mounting | 123.1
RCFD-230C | Room Controllers Thermostats | Fan-coil controller, 230V, touch display, on/off, change-over, com. | 318
RC-H | Room Controllers Wall mount RC | Regio zone controller, 0-10V or on/off, hidden setpoint, room mounting | 153
RC-O | Room Controllers Wall mount RC | Regio zone controller, 0-10V or on/off, occupancy, room mounting | 153
RC-T | Room Controllers Wall mount RC | Regio zone controller, 3-point, room mounting | 146.6
RC-TEST | Room Controllers Accessories | Service adapter for Regio RC units | 110.2
RC-TO | Room Controllers Wall mount RC | Regio zone controller, 3-point, occupancy, room mounting | 153
RCW-M32 | Transmitters Wireless Receiver | Wireless receiver with Modbus communication, 32 channels | 415
RDAS10-230 | Actuators Damper Other | Damper actuator, 10Nm, on/off or 3-point, 230V | 164.8
RDAS10-230S | Actuators Damper Other | Damper actuator, 10Nm, on/off or 3-point, 230V, with auxiliary switch | 191.5
RDAS10-24 | Actuators Damper Other | Damper actuator, 10Nm, on/off or 3-point, 24V | 164.8
RDAS10-24A | Actuators Damper Other | Damper actuator, 10Nm, 0-10V, 24V | 258
RDAS10-24S | Actuators Damper Other | Damper actuator, 10Nm, on/off or 3-point, 24V, with auxiliary switch | 191.5
RDAS18S-230 | Actuators Damper Other | Damper actuator with spring return, 18Nm, on/off, 230V | 407
RDAS18S-230S | Actuators Damper Other | Damper actuator with spring return, 18Nm, on/off, 230V, with auxiliary | 446
RDAS18S-24 | Actuators Damper Other | Damper actuator with spring return, 18Nm, on/off, 24V | 358
RDAS18S-24A | Actuators Damper Other | Damper actuator with spring return, 18Nm, 0-10V, 24V | 417
RDAS18S-24S | Actuators Damper Other | Damper actuator with spring return, 18Nm, on/off, 24V, aux. switch | 403
RDAS20-230 | Actuators Damper Other | Damper actuator, 20Nm, on/off or 3-point, 230V | 231.1
RDAS20-230S | Actuators Damper Other | Damper actuator, 20Nm, on/off or 3-point, 230V, with auxiliary switch | 260
RDAS20-24 | Actuators Damper Other | Damper actuator, 20Nm, on/off or 3-point, 24V | 224.7
RDAS20-24A | Actuators Damper Other | Damper actuator, 20Nm, 0-10V, 24V | 313
RDAS20-24AS | Actuators Damper Other | Damper actuator, 20Nm, 0-10V, 24V, with auxiliary switch | 347
RDAS20-24S | Actuators Damper Other | Damper actuator, 20Nm, on/off or 3-point, 24V, with auxiliary switch | 246.1
RDAS35-230 | Actuators Damper Other | Damper actuator, 35Nm, 3-point, 230V | 334
RDAS35-24 | Actuators Damper Other | Damper actuator, 35Nm, 3-point, 24V AC | 334
RDAS35-24A | Actuators Damper Other | Damper actuator, 35Nm, 0-10V, 24V AC | 419
RDAS4S-230 | Actuators Damper Other | Damper actuator with spring return, 4Nm, on/off, 230V | 262
RDAS4S-230S | Actuators Damper Other | Damper actuator w/ spring return, 4Nm, on/off, 230V, auxiliary switch | 304
RDAS4S-24 | Actuators Damper Other | Damper actuator with spring return, 4Nm, on/off, 24V | 238.6
RDAS4S-24A | Actuators Damper Other | Damper actuator with spring return, 4Nm, 0-10V, 24V | 313
RDAS4S-24S | Actuators Damper Other | Damper actuator w/ spring return, 4Nm, on/off, 24V, auxiliary switch | 280
RDAS5-230 | Actuators Damper Other | Damper actuator, 5Nm, on/off or 3-point, 230V | 148.7
RDAS5-230S | Actuators Damper Other | Damper actuator, 5Nm, on/off or 3-point, 230V, with auxiliary switch | 187.3
RDAS5-24 | Actuators Damper Other | Damper actuator, 5Nm, on/off or 3-point, 24V | 138
RDAS5-24A | Actuators Damper Other | Damper actuator, 5Nm, 0-10V, 24V | 200.1
RDAS5-24S | Actuators Damper Other | Damper actuator, 5Nm, on/off or 3-point, 24V, with auxiliary switch | 185.1
RDAS7S-230 | Actuators Damper Other | Damper actuator with spring return, 7Nm, on/off, 230V | 306
RDAS7S-230S | Actuators Damper Other | Damper actuator with spring return, 7Nm, on/off, 230V, aux. switch | 344
RDAS7S-24 | Actuators Damper Other | Damper actuator with spring return, 7Nm, on/off, 24V | 280
RDAS7S-24A | Actuators Damper Other | Damper actuator with spring return, 7Nm, 0-10V, 24V | 331
RDAS7S-24S | Actuators Damper Other | Damper actuator with spring return, 7Nm, on/off, 24V, aux. switch | 319
REPEAT485 | System HW Accessories Cabels Power | Repeater RS485 | 338
RFA:10 | Miscellaneous Others | Rökampull och flaska, 10st. Titantetraklorid 99,9% | 299
RM6-24/D | Controllers Accessories | Relay unit, 6 relays, 230V, DIN-rail mounting | 177.6
RM6H-24/D | Controllers Accessories | Relay unit, 6 relays, 230V, manual/auto switches, DIN-rail mounting | 254
RPW | Transmitters Wireless Receiver | Wireless Repeater | 373
RR-G3 | Miscellaneous Trafo/Relay | Sensor for SPINN/D rotation sentinel incl magnet | 42.8
RRT025A | Stats Thermostats Mechanical | Electromechanical room thermostat for fan-coil | 44.9
RTA-CASE | Actuators Accessories Adaptor | Adapter kit RTAM/RTAOM | 179.8
RTAM100-230 | Actuators Valve RTAM | Thermal actuator 230V, on/off, NC, 2m cable | 44.9
RTAM100-24 | Actuators Valve RTAM | Thermal actuator 24V, on/off, NC, 2m cable | 44.9
RTAM100-24A | Actuators Valve RTAM | Thermal actuator 24V, 0-10V, NC, 2m cable | 139.1
RTAM125-230 | Actuators Valve RTAM | Thermal actuator 125N, 230V, on/off, NC, 2m cable | 52.4
RTAM125-24 | Actuators Valve RTAM | Thermal actuator 24V, 125N, on/off, NC, 2m cable | 52.4
RTAM125-24A | Actuators Valve RTAM | Thermal actuator 24V, 125N, 0-10V, NC, 2m cable | 149.8
RTAN140-230 | Actuators Valve RTAM | Thermal actuator 230V, 140N, on/off, NC, 2m cable | 42.8
RTAN140-24 | Actuators Valve RTAM | Thermal actuator 24V, 140N, on/off, NC, 2m cable | 42.8
RTAN140-24A | Actuators Valve RTAM | Thermal actuator 24V, 140N, 0-10V, NC, 2m cable | 113.4
RTAN-230 | Actuators Valve RTAM | Thermal actuator 230V, 100N, on/off, NC, 2m cable | 36.4
RTAN-24 | Actuators Valve RTAM | Thermal actuator 24V, 100N, on/off, NC, 2m cable | 36.4
RTAN-24A | Actuators Valve RTAM | Thermal actuator 24V, 100N, 0-10V, NC, 2m cable | 109.1
RTAOM100-230 | Actuators Valve RTAM | Thermal actuator 230V, on/off, NO, 2m cable | 44.9
RTAOM100-24 | Actuators Valve RTAM | Thermal actuator 24V, on/off, NO, 2m cable | 44.9
RTAOM100-24A | Actuators Valve RTAM | Thermal actuator 24V, 0-10 V, NO, 2 m cable | 170.1
RTAOM125-230 | Actuators Valve RTAM | Thermal actuator 230V, 125N, on/off, NO, 2m cable | 51.4
RTAOM125-24 | Actuators Valve RTAM | Thermal actuator 24V, 125N, on/off, NO, 2m cable | 51.4
RTV10 | Valves Zone Thermal | Zone valve 2-way, DN10, kvs 0.7, for the RTA(O)M actuators | POR*
RTV15 | Valves Zone Thermal | Zone valve 2-way, DN15, kvs 1.4, for the RTA(O)M actuators | POR*
RV210 | Valves Zone Thermal | 2-way valve, DN10, with flow preset | POR*
RV215 | Valves Zone Thermal | 2-way valve, DN15, with flow preset | POR*
RV220 | Valves Zone Thermal | 2-way valve, DN20, with flow preset | POR*
RVAB4-230 | Actuators Valve RVAB | Actuator for Ball valves BV DN15-25 , 4Nm, 230V AC, 3-point | 107
RVAB4-24 | Actuators Valve RVAB | Actuator for Ball valves BV DN15-25, 4Nm, 24V AC, 3- point | 107
RVAB4-24A | Actuators Valve RVAB | Actuator for Ball valves BV DN15-25, 4Nm, 24V AC, 0-10V | 177.6
RVAB5-230 | Actuators Valve RVAB | Actuator for Ball valves BV DN32-50, 5Nm, 230V AC, 3-point | 165.9
RVAB5-24 | Actuators Valve RVAB | Actuator for Ball valves BV DN32-50, 5Nm, 24V AC, 3-point | 165.9
RVAB5-24A | Actuators Valve RVAB | Actuator for Ball valves BV DN32-50, 5Nm, 24V AC, 0-10V | 235.4
RVAFC-2302 | Actuators Valve RVAF | Valve actuator for ZFCM, 2-way, 230V | 43.9
RVAFC-2303 | Actuators Valve RVAF | Valve actuator for ZFCM, 3-way, 230V | 43.9
RVAN10-230 | Actuators Valve RVAN | Valve actuator, 1000N, 230V AC, 3-point | 403
RVAN10-24 | Actuators Valve RVAN | Valve actuator, 1000N, 24V AC, 3-point | 352
RVAN10-24A | Actuators Valve RVAN | Valve actuator, 1000N, 24V, 30s, 0-10V | 453
RVAN18-230 | Actuators Valve RVAN | Valve actuator, 1800N, 230V AC, 3-point | 714
RVAN18-24 | Actuators Valve RVAN | Valve actuator, 1800N, 24V AC, 3-point | 664
RVAN18-24A | Actuators Valve RVAN | Valve actuator, 1800N, 24V, 0-10V | 763
RVAN25-230 | Actuators Valve RVAN | Valve actuator, 2500N, 230V AC, 3-point | 942
RVAN25-24 | Actuators Valve RVAN | Valve actuator, 2500N, 24V AC, 3-point | 893
RVAN25-24A | Actuators Valve RVAN | Valve actuator, 2500N, 24V, 0-10V | 978
RVAN5-230 | Actuators Valve RVAN | Valve actuator, 500N, 230V AC, 3-point | 339
RVAN5-24 | Actuators Valve RVAN | Valve actuator, 500N, 24V AC, 3-point | 288
RVAN5-24A | Actuators Valve RVAN | Valve actuator, 500N, 24V, 30s, 0-10V | 379
RVAR5-24A | Actuators Valve RVAN | Valve actuator for MMR/MMV, 500N, 24V, 0-10V | 328
RVASN08-230 | Actuators Valve RVAB | Rotary actuator for PCMTV, DN32-50, 8Nm, 230V AC, on/off or 3-point | 338
RVASN08-24 | Actuators Valve RVAB | Rotary actuator for PCMTV, DN32-50, 8Nm, 24V AC, on/off or 3-point | 314
RVASN08-24A | Actuators Valve RVAB | Rotary actuator for PCMTV, DN32-50, 8Nm, 24V AC, 0-10V proportional | 400
RVAZ4-230 | Actuators Valve RVAZ | Valve actuator, 400N, 230V AC, 3-point, 2m cable | 130.5
RVAZ4-24 | Actuators Valve RVAZ | Valve actuator, 400N, 24V AC, 3-point, 2m cable | 130.5
RVAZ4-24A | Actuators Valve RVAZ | Valve actuator, 400N, 24V, 0-10V, 2m cable | 177.6
RVAZ4L1-230 | Actuators Valve RVAZ | Valve actuator, 400N, 230V AC, 3-point, 2m cable | 130.5
RVAZ4L1-24 | Actuators Valve RVAZ | Valve actuator, 400N, 24V AC, 3-point, 2m cable | 130.5
RVAZ4L1-24A | Actuators Valve RVAZ | Valve actuator, 400N, 24V, 0-10V, 2m cable | 177.6
RV-TOOL | Valves Accessories Other | Tool to preset flow on RV2-valves | POR*
S02420001 | Valves Accessories Other | O-ring kit for BTV valves | 4.3
S0603080300 | Valves Accessories Other | Spare parts kit, packing box for NTVS, GTVS/GTRS, MTRS/MTVS, 2SBS, etc | 12.8
S2951452201 | Miscellaneous Valves | Stem connector, internal M8, external M8 | 4.3
S6321457301 | Valves Accessories Other | Spare parts kit, packing box for BTV/BTR, MRT, MMR/MMV, STR/STV, FRS | 28.9
S65 | Stats Smoke Detectors | Smoke detector, ionisation, service alarm, ceiling mounting | 97.4
S65-OE | Stats Smoke Detectors | Smoke detector, optical, service alarm, ceiling mounting | 99.5
SB4095/B | Stats Thermostats Mechanical | Base plate for R31, R33 and R34 thermostats | 5.4
S-BP | Stats Smoke Detectors | Base for S65 | 18.2
S-BPR-S65 | Stats Smoke Detectors | Base for S65 with built-in relay | 127.3
SC1/D | Controllers ALxx | Step controller, 0-10V to 1 on/off, 24V, DIN-rail mounting | 137
SC2/D | Controllers ALxx | Step controller, 0-10V to 2 on/off (sequence or binary), 24V, DIN-rail | 160.5
SDD-OE65 | Stats Smoke Detectors | Smoke detector, optical, service alarm, duct mounting | 238.6
SDD-OE65-RAC | Stats Smoke Detectors | Smoke detector, optical, service alarm, built-in relay, duct mounting | 279
SDD-S65 | Stats Smoke Detectors | Smoke detector, ionisation, service alarm, duct mounting | 246.1
SDD-S65-RAC | Stats Smoke Detectors | Smoke detector, ionisation, service alarm, built-in relay, duct mount. | 273
SPINN/D | Miscellaneous Trafo/Relay | Rotation sentinel, alarm unit, 230V, DIN-rail mounting | 115.6
SS-260 | Miscellaneous Others | Smoke spray for testing smoke detectors | 84.5
SSCU100-60-CR-M | Miscellaneous Meters | Cooling meter,ultrasonic sensor, DN100, Flanged PN25, 60m³/h, M-Bus | 4357
SSCU100-60-CR-MPI | Miscellaneous Meters | Cooling, Ultrasonic, DN100, Flanged PN25, 60m³/h, M-Bus + 3 Pulse In | 4399
SSCU100-60-CR-PO | Miscellaneous Meters | Cooling, Ultrasonic, DN100, Flanged PN25, 60m³/h, Pulse output | 4463
SSCU100-60-HR-M | Miscellaneous Meters | Heat meter,ultrasonic sensor, DN100, Flanged PN25, 60m³/h, M-Bus | 4357
SSCU100-60-HR-MPI | Miscellaneous Meters | Heat, Ultrasonic, DN100, Flanged PN25, 60m³/h, M-Bus + 3 Pulse In | 4399
SSCU100-60-HR-PO | Miscellaneous Meters | Heat, Ultrasonic, DN100, Flanged PN25, 60m³/h, Pulse output | 4463
SSCU25-3.5-CR-M | Miscellaneous Meters | Cooling meter,ultrasonic sensor, DN25, Flanged PN25, 3,5m³/h, M-Bus | 1694
SSCU25-3.5-CR-MPI | Miscellaneous Meters | Cooling, Ultrasonic, DN25, Flanged PN25, 3,5m³/h, M-Bus + 3 Pulse In | 1734
SSCU25-3.5-CR-PO | Miscellaneous Meters | Cooling, Ultrasonic, DN25, Flanged PN25, 3,5m³/h, Pulse output | 1799
SSCU25-3.5-HR-M | Miscellaneous Meters | Heat meter,ultrasonic sensor, DN25, Flanged PN25, 3,5m³/h, M-Bus | 1694
SSCU25-3.5-HR-MPI | Miscellaneous Meters | Heat, Ultrasonic, DN25, Flanged PN25, 3,5m³/h, M-Bus + 3 Pulse In | 1734
SSCU25-3.5-HR-PO | Miscellaneous Meters | Heat, Ultrasonic, DN25, Flanged PN25, 3,5m³/h, Pulse output | 1799
SSCU25-6.0-CR-M | Miscellaneous Meters | Cooling meter,ultrasonic sensor, DN25, Flanged PN25, 6,0m³/h, M-Bus | 1694
SSCU25-6.0-CR-MPI | Miscellaneous Meters | Cooling, Ultrasonic, DN25, Flanged PN25, 6,0m³/h, M-Bus + 3 Pulse In | 1734
SSCU25-6.0-CR-PO | Miscellaneous Meters | Cooling, Ultrasonic, DN25, Flanged PN25, 6,0m³/h, Pulse output | 1799
SSCU25-6.0-HR-M | Miscellaneous Meters | Heat meter,ultrasonic sensor, DN25, Flanged PN25, 6,0m³/h, M-Bus | 1694
SSCU25-6.0-HR-MPI | Miscellaneous Meters | Heat, Ultrasonic, DN25, Flanged PN25, 6,0m³/h, M-Bus + 3 Pulse In | 1734
SSCU25-6.0-HR-PO | Miscellaneous Meters | Heat, Ultrasonic, DN25, Flanged PN25, 6,0m³/h, Pulse output | 1799
SSCU40-10-CR-M | Miscellaneous Meters | Cooling meter,ultrasonic sensor, DN40, Flanged PN25,10m³/h, M-Bus | 2015
SSCU40-10-CR-MPI | Miscellaneous Meters | Cooling, Ultrasonic, DN40, Flanged PN25,10m³/h, M-Bus + 3 Pulse In | 2056
SSCU40-10-CR-PO | Miscellaneous Meters | Cooling, Ultrasonic, DN40, Flanged PN25,10m³/h, Pulse output | 2119
SSCU40-10-HR-M | Miscellaneous Meters | Heat meter,ultrasonic sensor, DN40,10 m/h3, M-Bus | 2015
SSCU40-10-HR-MPI | Miscellaneous Meters | Heat, Ultrasonic, DN40, Flanged PN25,10m³/h, M-Bus + 3 Pulse In | 2056
SSCU40-10-HR-PO | Miscellaneous Meters | Heat, Ultrasonic, DN40, Flanged PN25,10m³/h, Pulse output | 2119
SSCU50-15-CR-M | Miscellaneous Meters | Cooling meter,ultrasonic sensor, DN50, Flanged PN25,15m³/h, M-Bus | 2482
SSCU50-15-CR-MPI | Miscellaneous Meters | Cooling, Ultrasonic, DN50, Flanged PN25,15m³/h, M-Bus + 3 Pulse In | 2522
SSCU50-15-CR-PO | Miscellaneous Meters | Cooling, Ultrasonic, DN50, Flanged PN25,15m³/h, Pulse output | 2587
SSCU50-15-HR-M | Miscellaneous Meters | Heatmeter with ultrasonic flow meter, DN50,15m3,M-Bus | 2482
SSCU50-15-HR-MPI | Miscellaneous Meters | Heat, Ultrasonic, DN50, Flanged PN25,15m³/h, M-Bus + 3 Pulse In | 2522
SSCU50-15-HR-PO | Miscellaneous Meters | Heat, Ultrasonic, DN50, Flanged PN25,15m³/h, Pulse output | 2587
SSCU65-25-CR-M | Miscellaneous Meters | Cooling meter,ultrasonic sensor, DN65, Flanged PN25, 25m³/h, M-Bus | 3018
SSCU65-25-CR-MPI | Miscellaneous Meters | Cooling, Ultrasonic, DN65, Flanged PN25, 25m³/h, M-Bus + 3 Pulse In | 3059
SSCU65-25-CR-PO | Miscellaneous Meters | Cooling, Ultrasonic, DN65, Flanged PN25, 25m³/h, Pulse output | 3121
SSCU65-25-HR-M | Miscellaneous Meters | Heat meter,ultrasonic sensor, DN65, Flanged PN25, 25 m/h3, M-Bus | 3018
SSCU65-25-HR-MPI | Miscellaneous Meters | Heat, Ultrasonic, DN65, Flanged PN25, 25m³/h, M-Bus + 3 Pulse In | 3059
SSCU65-25-HR-PO | Miscellaneous Meters | Heat, Ultrasonic, DN65, Flanged PN25, 25m³/h, Pulse output | 3121
SSCU80-40-CR-M | Miscellaneous Meters | Cooling meter,ultrasonic sensor, DN80, Flanged PN25, 40m³/h, M-Bus | 3121
SSCU80-40-CR-MPI | Miscellaneous Meters | Cooling, Ultrasonic, DN80, Flanged PN25, 40m³/h, M-Bus + 3 Pulse In | 3234
SSCU80-40-CR-PO | Miscellaneous Meters | Cooling, Ultrasonic, DN80, Flanged PN25, 40m³/h, Pulse output | 3296
SSCU80-40-HR-M | Miscellaneous Meters | Heat meter,ultrasonic sensor, DN80, Flanged PN25, 40m³/h, M-Bus | 3192
SSCU80-40-HR-MPI | Miscellaneous Meters | Heat, Ultrasonic, DN80, Flanged PN25, 40m³/h, M-Bus + 3 Pulse In | 3234
SSCU80-40-HR-PO | Miscellaneous Meters | Heat, Ultrasonic, DN80, Flanged PN25, 40m³/h, Pulse output | 3296
SSU15-0.6-HR-M | Miscellaneous Meters | Heat, ultrasonic, DN15, PN16, threaded G3/4", 0,6m³/h, M-Bus | 452
SSU15-0.6-HR-MPI | Miscellaneous Meters | Heat, ultrasonic, DN15, PN16, G3/4", 0,6m³/h, M-bus + 3 pulse inputs | 503
SSU15-0.6-HR-PO | Miscellaneous Meters | Heat, ultrasonic, DN15, PN16, G3/4", 0,6m³/h, Pulse output | 466
SSU15-1.5-CR-M | Miscellaneous Meters | Cooling, Ultrasonic, DN15, PN16, threaded G3/4", 1,5m³/h, M-bus | 503
SSU15-1.5-CR-MPI | Miscellaneous Meters | Cooling, ultrasonic, DN15, PN16, G3/4", 1,5m³/h, M-bus+3 pulse inputs | 555
SSU15-1.5-CR-PO | Miscellaneous Meters | Cooling , Ultrasonic, DN15, PN16, G3/4", 1,5m³/h, Pulse output | 517
SSU15-1.5-HR-M | Miscellaneous Meters | Heat meter, Ultrasonic, DN15, PN16, threaded G3/4", 1,5m³/h, M-Bus | 452
SSU15-1.5-HR-MPI | Miscellaneous Meters | Heat, ultrasonic, DN15, PN16, G3/4", 1,5m³/h, M-bus + 3 pulse inputs | 503
SSU15-1.5-HR-PO | Miscellaneous Meters | Heat, Ultrasonic, DN15, PN16, G3/4", 1,5m³/h, Pulse output | 466
SSU20-2.5-CR-M | Miscellaneous Meters | Cooling, Ultrasonic, DN20, PN16, threaded G1", 2,5m³/h, M-bus | 517
SSU20-2.5-CR-MPI | Miscellaneous Meters | Cooling, ultrasonic, DN20, PN16, G1", 2,5m³/h, M-bus + 3 pulse inputs | 568
SSU20-2.5-CR-PO | Miscellaneous Meters | Cooling , Ultrasonic, DN20, PN16, G1", 2,5m³/h, Pulse output | 529
SSU20-2.5-HR-M | Miscellaneous Meters | Heat meter, Ultrasonic, DN20, PN16, threaded G1", 2,5m³/h, M-Bus | 466
SSU20-2.5-HR-MPI | Miscellaneous Meters | Heat, ultrasonic, DN20, PN16, G1", 2,5m³/h, M-bus + 3 pulse inputs | 517
SSU20-2.5-HR-PO | Miscellaneous Meters | Heat, Ultrasonic, DN20, PN16, G1", 2,5m³/h, Pulse output | 479
SSU20-3.5-CR-M | Miscellaneous Meters | Cooling, Ultrasonic, DN20, PN16, threaded G1", 3,5m³/h, M-bus | 568
SSU20-3.5-CR-MPI | Miscellaneous Meters | Cooling, ultrasonic, DN20, PN16, G1", 3,5m³/h, M-bus + 3 pulse inputs | 619
SSU20-3.5-CR-PO | Miscellaneous Meters | Cooling , Ultrasonic, DN20, PN16, G1", 3,5m³/h, Pulse output | 579
SSU20-3.5-HR-M | Miscellaneous Meters | Heat meter, Ultrasonic, DN20, PN16, threaded G1", 3,5m³/h, M-Bus | 517
SSU20-3.5-HR-MPI | Miscellaneous Meters | Heat, ultrasonic, DN20, PN16, G1", 3,5m³/h, M-bus + 3 pulse inputs | 568
SSU20-3.5-HR-PO | Miscellaneous Meters | Heat, Ultrasonic, DN20, PN16, G1", 3,5m³/h, Pulse output | 529
SSU25-3.5-CR-M | Miscellaneous Meters | Cooling, Ultrasonic, DN25, PN16, threaded G1 1/4", 3,5m³/h, M-bus | 645
SSU25-3.5-CR-MPI | Miscellaneous Meters | Cooling, ultrasonic, DN25, PN16, G1 1/4", 3,5m³/h, M-bus+3 pulse input | 695
SSU25-3.5-CR-PO | Miscellaneous Meters | Cooling , Ultrasonic, DN25, PN16, G1 1/4", 3,5m³/h, Pulse output | 657
SSU25-3.5-HR-M | Miscellaneous Meters | Heat meter, Ultrasonic, DN25, PN16, threaded G1 1/4", 3,5m³/h, M-Bus | 592
SSU25-3.5-HR-MPI | Miscellaneous Meters | Heat, ultrasonic, DN25, PN16, G1 1/4", 3,5m³/h, M-bus + 3 pulse inputs | 645
SSU25-3.5-HR-PO | Miscellaneous Meters | Heat, Ultrasonic, DN25, PN16, G1 1/4", 3,5m³/h, Pulse output | 607
SSU25-6.0-CR-M | Miscellaneous Meters | Cooling, Ultrasonic, DN25, PN16, G1 1/4", 6,0m³/h, M-bus | 938
SSU25-6.0-CR-MPI | Miscellaneous Meters | Cooling, ultrasonic, DN25, PN16, G1 1/4", 6,0m³/h, M-bus+3 pulse input | 988
SSU25-6.0-CR-PO | Miscellaneous Meters | Cooling , Ultrasonic, DN25, PN16, G1 1/4", 6,0m³/h, Pulse output | 950
SSU25-6.0-HR-M | Miscellaneous Meters | Heat , Ultrasonic, DN25, PN16, G1 1/4", 6,0m³/h, M-bus | 885
SSU25-6.0-HR-MPI | Miscellaneous Meters | Heat, ultrasonic, DN25, PN16, G1 1/4", 6,0m³/h, M-bus + 3 pulse inputs | 938
SSU25-6.0-HR-PO | Miscellaneous Meters | Heat, Ultrasonic, DN25, PN16, G1 1/4", 6,0m³/h, Pulse output | 898
SSU40-10-HR-M | Miscellaneous Meters | Heat , ultrasonic, DN40, PN16, G2", 10m³/h, M-Bus | 1281
SSU40-10-HR-MPI | Miscellaneous Meters | Heat, ultrasonic, DN40, PN16, G2", 10m³/h, M-Bus + 3 pulse inputs | 1332
SSU40-10-HR-PO | Miscellaneous Meters | Heat, ultrasonic, DN40, PN16, G2", 10m³/h, pulse output | 1293
STEMHEATER | Valves Accessories Other | Stemheater 24V AC, 50W,protect the stem from freezing, for RVAN | 128.4
T100 | Miscellaneous Others | Thermometer, 0...100°C, duct mounting | 28.9
T40 | Miscellaneous Others | Thermometer, -40...+40°C, duct mounting | 24.6
T60 | Miscellaneous Others | Thermometer, 0...60°C, duct mounting | 24.6
TBI-10 | Passive Sensors Room | Setpoint device, -20...+10°C, panel mounting | 59.9
TBI-100 | Passive Sensors Room | Setpoint device, 0...100%, panel mounting | 38.5
TBI-30 | Passive Sensors Room | Setpoint device, 0...30°C, panel mounting | 38.5
TBI-PT1000 | Passive Sensors Cable | Setpoint device, 5...30°C, only for PT1000, panel mounting | 72.8
TDS | Stats Smoke Detectors | Mounting spacer for insulated ducts | 37.5
TDT200-420 | Transmitters Active Temp | Temperature transmitter, 0...50°C ±0.5°C, 4-20mA, duct mounting, IP65 | 178.7
TG-A1/NI1000-01 | Passive Sensors Clampon | Clamp-on sensor with cable, Ni1000, 1000Ohm/0°C | 34.2
TG-A1/NI1000-02 | Passive Sensors Clampon | Clamp-on sensor with cable, Ni1000 1000 Ohm/0°C | 34.2
TG-A1/NTC10-01 | Passive Sensors Clampon | Clamp-on sensor with cable, NTC10k, 10kOhm/25°C | 30
TG-A1/NTC10-02 | Passive Sensors Clampon | Clamp-on sensor with cable, NTC10k, 10kOhm/25°C | 30
TG-A1/NTC10-03 | Passive Sensors Clampon | Clamp-on sensor with cable, NTC10k, 10kOhm/25°C | 30
TG-A1/NTC2.2 | Passive Sensors Clampon | Clamp-on sensor with cable, NTC2.2, 2252Ohm/25°C | 32.1
TG-A1/NTC20 | Passive Sensors Clampon | Clamp-on sensor with cable, NTC20k, 20kOhm/25°C | 32.1
TG-A1/PT100 | Passive Sensors Clampon | Clamp-on sensor with 1,5m cable, PT100, -30...+150°C, including clamp | 34.2
TG-A1/PT1000 | Passive Sensors Clampon | Clamp-on sensor with 1,5m cable, PT1000, -30...+150°C, including clamp | 34.2
TG-A130 | Passive Sensors Clampon | Clamp-on sensor with 1,5m cable, NTC, 0...30°C, including clamp | 26.8
TG-AH3/NI1000-01 | Passive Sensors Clampon | Clamp-on sensor with housing, Ni1000, 1000Ohm/0°C, including clamp | 64.2
TG-AH3/NTC1.8 | Passive Sensors Clampon | Clamp-on sensor with housing, NTC1.8k, 1800Ohm/25°C, including clamp | 61
TG-AH3/NTC10-01 | Passive Sensors Clampon | Clamp-on sensor with housing, NTC10k, 10kOhm/25°C, including clamp | 61
TG-AH3/NTC10-02 | Passive Sensors Clampon | Clamp-on sensor with housing, NTC10k, 10kOhm/25°C, including clamp | 61
TG-AH3/NTC20 | Passive Sensors Clampon | Clamp-on sensor with housing, NTC20k, 20kOhm/25°C, including clamp | 61
TG-AH3/PT100 | Passive Sensors Clampon | Clamp-on sensor with housing, PT100, -20...+120°C, including clamp | 64.2
TG-AH3/PT1000 | Passive Sensors Clampon | Clamp-on sensor with housing, PT1000, -20...+120°C, including clamp | 61
TG-B130 | Passive Sensors Cable | Bulb sensor with 1,5m cable, NTC, 0...30°C | 27.8
TG-B150 | Passive Sensors Cable | Bulb sensor with 1,5m cable, NTC, 20...50°C | 27.8
TG-B160 | Passive Sensors Cable | Bulb sensor with 1,5m cable, NTC, 0...60°C | 27.8
TG-B190 | Passive Sensors Cable | Bulb sensor with 1,5m cable, NTC, 60...90°C | 27.8
TG-B4/NI1000-01 | Passive Sensors Cable | Bulb sensor with 2m cable, Ni1000, -50...+110°C | 40.7
TG-B4/NTC10-01 | Passive Sensors Cable | Bulb sensor with 2m cable, NTC, -50...+110°C | 36.4
TG-B4/NTC20 | Passive Sensors Cable | Bulb sensor with 2m cable, NTC, -50...+110°C | 34.2
TG-B4/PT1000 | Passive Sensors Cable | Bulb sensor with 1.5m cable, PT1000, -50...+110°C | 34.2
TG-B6/PT100 | Passive Sensors Cable | Bulb sensor with 1.5m cable, PT100, -30...+100°C | 34.2
TG-B6/PT1000 | Passive Sensors Cable | Bulb sensor with 1.5m cable, PT1000, -50...+110°C | 34.2
TG-D1/NI1000-01 | Passive Sensors Immersion | Immersion sensor with 1,5m cable, Ni1000, 1000Ohm/0°C, I=135mm | 48.2
TG-D1/NI1000-02 | Passive Sensors Immersion | Immersion sensor with 1,5m cable, Ni1000, 1000Ohm/0°C, I=135mm | 48.2
TG-D1/NTC1.8 | Passive Sensors Immersion | Immersion sensor with 1,5m cable, NTC1.8k, 1800Ohm/25°C, I=135mm | 46
TG-D1/NTC10-01 | Passive Sensors Immersion | Immersion sensor with 1,5m cable, NTC10k, 10kOhm/25°C, I=135mm | 43.9
TG-D1/NTC10-02 | Passive Sensors Immersion | Immersion sensor with 1,5m cable, NTC10k, 10kOhm/25°C, I=135mm | 43.9
TG-D1/NTC10-03 | Passive Sensors Immersion | Immersion sensor with 1,5m cable, NTC10k, 10kOhm/25°C, I=135mm | 43.9
TG-D1/NTC2.2 | Passive Sensors Immersion | Immersion sensor with 1,5m cable, NTC2.2, 2252Ohm/25°C, I=135mm | 46
TG-D1/NTC20 | Passive Sensors Immersion | Immersion sensor with 1,5m cable, NTC20k, 20kOhm/25°C, I=135mm | 46
TG-D1/PT100 | Passive Sensors Immersion | Immersion sensor with 1,5m cable, PT100, -30...+70°C, R1/4", l=135mm | 48.2
TG-D1/PT1000 | Passive Sensors Immersion | Immersion sensor with 1,5m cable, PT1000, -30...+70°C, R1/4", l=135mm | 48.2
TG-D130 | Passive Sensors Immersion | Immersion sensor with 1,5m cable, NTC, 0...30°C, R1/4", l=135mm | 41.7
TG-D150 | Passive Sensors Immersion | Immersion sensor with 1,5m cable, NTC, 20...50°C, R1/4", l=135mm | 43.9
TG-D170 | Passive Sensors Immersion | Immersion sensor with 1,5m cable, NTC, 40...70°C, R1/4", l=135mm | 43.9
TG-D2/PT1000 | Passive Sensors Immersion | Immersion sensor with 1,5m cable, PT1000, -30...+70°C, R1/4", l=220mm | 65.3
TG-D3/NI1000-01 | Passive Sensors Immersion | Immersion sensor w cable, adj insert length 300mm, Ni1000, 1000Ohm/0°C | 73.8
TG-D3/NI1000-02 | Passive Sensors Immersion | Immersion sensor w cable, adj insert length 300mm, Ni1000, 1000Ohm/0°C | 73.8
TG-D3/NTC10-01 | Passive Sensors Immersion | Immersion sensor w cable, adj insert length 300mm, NTC10k, 10kOhm/25°C | 67.4
TG-D3/NTC10-02 | Passive Sensors Immersion | Immersion sensor w cable, adj insert length 300mm, NTC10k, 10kOhm/25°C | 67.4
TG-D3/NTC10-03 | Passive Sensors Immersion | Immersion sensor w cable, adj insert length 300mm, NTC10k, 10kOhm/25°C | 67.4
TG-D3/NTC20 | Passive Sensors Immersion | Immersion sensor w cable, adj insert length 300mm, NTC20k, 20kOhm/25°C | 70.6
TG-D3/PT100 | Passive Sensors Immersion | Immersion sensor, adj insertion length 300mm, PT100, -30...+70°C | 73.8
TG-D3/PT1000 | Passive Sensors Immersion | Immersion sensor, adj insertion length 300mm, PT1000, -30...+70°C | 73.8
TG-DH3/NI1000-01 | Passive Sensors Immersion | Immers sens w hous, Ni1000, 1000Ohm/0°C, R1/4", l=90mm, probe SUS304 | 63.1
TG-DH3/NI1000-02 | Passive Sensors Immersion | Immers sens w hous, Ni1000, 1000Ohm/0°C, R1/4", l=90mm, probe SUS304 | 63.1
TG-DH3/NTC1.8 | Passive Sensors Immersion | Immers sens w hous, NTC, 1.8kOhm/25°C, R1/4", l=90mm, probe SUS304 | 59.9
TG-DH3/NTC10-01 | Passive Sensors Immersion | Immers sens w hous, NTC10k, 10kOhm/25°C, R1/4", l=90mm, probe SUS304 | 59.9
TG-DH3/NTC10-02 | Passive Sensors Immersion | Immers sens w hous, NTC10k, 10kOhm/25°C, R1/4", l=90mm, probe SUS304 | 59.9
TG-DH3/NTC10-03 | Passive Sensors Immersion | Immers sens w hous, NTC10k, 10kOhm/25°C, R1/4", l=90mm, probe SUS304 | 59.9
TG-DH3/NTC2.2 | Passive Sensors Immersion | Immers sens w hous, NTC2.2, 2252Ohm/25°C, R1/4", l=90mm, probe SUS304 | 59.9
TG-DH3/NTC20 | Passive Sensors Immersion | Immers sens w hous, NTC20k, 20kOhm/25°C, R1/4", l=90mm, probe SUS304 | 59.9
TG-DH3/PT100 | Passive Sensors Immersion | Immers sens w hous, PT100, -20...+120°C, R1/4", l=90mm, probe SUS304 | 63.1
TG-DH3/PT1000 | Passive Sensors Immersion | Immers sens w hous, PT1000, -20...+120°C, R1/4", l=90mm, probe SUS304 | 62.1
TG-DH312/PT1000 | Passive Sensors Immersion | Immers sens w hous, PT1000, -20...+120°C, R1/2", l=120mm, probe SUS304 | 65.3
TG-DH312/PT1000-170 | Passive Sensors Immersion | Immers sens w hous, PT1000, -20...+120°C, R1/2", l=170mm, probe SUS304 | 70.6
TG-DH312/PT1000-50 | Passive Sensors Immersion | Immers sens w hous, PT1000, -20...+120°C, R1/2", l=50mm, probe SUS304 | 65.3
TG-DH312/PT1000-90 | Passive Sensors Immersion | Immers sens w hous, PT1000, -20...+120°C, R1/2", l=90mm, probe SUS304 | 65.3
TG-DHW3/NI1000-01 | Passive Sensors Immersion | Immers sens w hous, Ni1000, 1000Ohm/0°C, R1/2", l=90mm, well SUS304 | 81.3
TG-DHW3/NI1000-02 | Passive Sensors Immersion | Immers sens w hous, Ni1000, 1000Ohm/0°C, R1/2", l=90mm, well SUS304 | 81.3
TG-DHW3/NTC1.8 | Passive Sensors Immersion | Immers sens w hous, NTC, 1.8kOhm/25°C, R1/2", l=90mm, well SUS304 | 76
TG-DHW3/NTC10-01 | Passive Sensors Immersion | Immers sens w hous, NTC10k, 10kOhm/25°C, R1/2", l=90mm, well SUS304 | 76
TG-DHW3/NTC20 | Passive Sensors Immersion | Immers sens w hous, NTC20k, 20kOhm/25°C, R1/2", l=90mm, well SUS304 | 76
TG-DHW3/PT100 | Passive Sensors Immersion | Immers sens w hous, PT100, -20...+120°C, R1/2", l=90mm, well SUS304 | 81.3
TG-DHW3/PT1000 | Passive Sensors Immersion | Immers sens w hous, PT1000, -20...+120°C, R1/2", l=90mm, well SUS304 | 80.3
TG-DHW3/PT1000-120 | Passive Sensors Immersion | Immers sens w hous, PT1000, -20...+120°C, R1/2", l=120mm, well SUS304 | 84.5
TG-DHW3/PT1000-170 | Passive Sensors Immersion | Immers sens w hous, PT1000, -20...+120°C, R1/2", l=170mm, well SUS304 | 86.7
TG-DHW3/PT1000-310 | Passive Sensors Immersion | Immers sens w hous, PT1000, -20...+120°C, R1/2", l=310mm, well SUS304 | 93.1
TG-DHW3/PT1000-50 | Passive Sensors Immersion | Immers sens w hous, PT1000, -20...+120°C, R1/2", l=50mm, well SUS304 | 73.8
TG-DHW3-CLIP | Passive Sensors Immersion | Replacement clip for TG-DHW1 | 22.5
TG-DHWA3/PT1000 | Passive Sensors Immersion | Immers sens w hous, PT1000, -20...+120°C, R1/2", l=90mm, well SUS316 | 92
TG-G130 | Passive Sensors Cable | Floor sensor with 2.5m cable, NTC, 0...30°C | 35.3
TG-G2/PT1000 | Passive Sensors Cable | Floor sensor with 1.5m cable, -50...+110°C, PT1000, 5mm x 20mm, IP68 | 34.2
TG-G2/PT1000-2.5 | Passive Sensors Cable | Floor sensor with 2.5m cable, -50...+110°C, PT1000, 5mm x 20mm, IP68 | 37.5
TG-K3/NI1000-01 | Passive Sensors Duct | Duct sensor with cable, Ni1000, 1000Ohm/0°C | 41.7
TG-K3/NI1000-02 | Passive Sensors Duct | Duct sensor with cable, Ni1000, 1000Ohm/0°C | 41.7
TG-K3/NTC1.8 | Passive Sensors Duct | Duct sensor with cable, NTC1.8k, 1800Ohm/25°C | 38.5
TG-K3/NTC10-01 | Passive Sensors Duct | Duct sensor with cable, NTC10k, 10kOhm/25°C | 36.4
TG-K3/NTC10-02 | Passive Sensors Duct | Duct sensor with cable, NTC10k, 10kOhm/25°C | 36.4
TG-K3/NTC10-03 | Passive Sensors Duct | Duct sensor with cable, NTC10k, 10kOhm/25°C | 36.4
TG-K3/NTC2.2 | Passive Sensors Duct | Duct sensor with cable, NTC2.2, 2252Ohm/25°C | 38.5
TG-K3/NTC20 | Passive Sensors Duct | Duct sensor with cable, NTC20k, 20kOhm/25°C | 38.5
TG-K3/PT100 | Passive Sensors Duct | Duct sensor with 1,5m cable, PT100, -30...+70°C | 41.7
TG-K3/PT1000 | Passive Sensors Duct | Duct sensor with 1,5m cable, PT1000, -30...+70°C | 41.7
TG-K3/PT1000/3,0 | Passive Sensors Duct | Duct sensor with 3m cable, PT1000, -30...+70°C | 47.1
TG-K300 | Passive Sensors Duct | Duct sensor with 1,5m cable, NTC, -30...+30°C | 30
TG-K310 | Passive Sensors Duct | Duct sensor with 1,5m cable, NTC, -20...+10°C | 30
TG-K330 | Passive Sensors Duct | Duct sensor with 1,5m cable, NTC, 0...30°C | 30
TG-K340 | Passive Sensors Duct | Duct sensor with 1,5m cable, NTC, 0...40°C, for Floorigo | 30
TG-K350 | Passive Sensors Duct | Duct sensor with 1,5m cable, NTC, 20...50°C | 30
TG-K360 | Passive Sensors Duct | Duct sensor with 1,5m cable, NTC, 0...60°C | 30
TG-KH3/NI1000-01 | Passive Sensors Duct | Duct sensor with hous, Ni1000, 1000 Ohm/0°C, l=60...205mm,probe SUS304 | 72.8
TG-KH3/NI1000-02 | Passive Sensors Duct | Duct sensor with hous, Ni1000, 1000 Ohm/0°C, l=60...205mm,probe SUS304 | 72.8
TG-KH3/NTC1.8 | Passive Sensors Duct | Duct sensor with hous, NTC1.8k,1800Ohm/25°C, l=60...205mm,probe SUS304 | 69.6
TG-KH3/NTC10-01 | Passive Sensors Duct | Duct sensor with hous, NTC10k, 10kOhm/25°C, l=60...205mm, probe SUS304 | 69.6
TG-KH3/NTC10-02 | Passive Sensors Duct | Duct sensor with hous, NTC10k, 10kOhm/25°C, l=60...205mm, probe SUS304 | 69.6
TG-KH3/NTC10-03 | Passive Sensors Duct | Duct sensor with hous, NTC10k, 10kOhm/25°C, l=60...205mm, probe SUS304 | 69.6
TG-KH3/NTC2.2 | Passive Sensors Duct | Duct sensor with hous, NTC2.2, 2252Ohm/25°C, l=60...205mm, probe SUS30 | 69.6
TG-KH3/NTC20 | Passive Sensors Duct | Duct sensor with hous, NTC20k, 20kOhm/25°C, l=60...205mm, probe SUS304 | 69.6
TG-KH3/PT100 | Passive Sensors Duct | Duct sensor with hous, PT100, -30...+70°C, l=60...205mm, probe SUS304 | 72.8
TG-KH3/PT1000 | Passive Sensors Duct | Duct sensor with hous, PT1000, -30...+70°C, l=60...205mm, probe SUS304 | 71.7
TG-KH3/PT1000-430 | Passive Sensors Duct | Duct sensor with hous, PT1000, -30...+70°C, l=60...405mm, probe SUS304 | 79.2
TG-MH3/PT1000 | Passive Sensors Duct | Average sensor w hous, PT1000, -20...+70°C, l=60...75mm, duct mount | 262
TG-R4/NTC10-01 | Passive Sensors Immersion | Room sensor, NTC10k 10kOhm/25°C | 62.1
TG-R4/PT1000 | Passive Sensors Room | Room sensor, PT1000, with 0...50°C setpoint adjustment | 68.5
TG-R4/PT1000-RB | Passive Sensors Room | Room sensor, PT1000, with red/blue setpoint adjustment | 70.6
TG-R430 | Passive Sensors Room | Room sensor, NTC, with 0...30°C setpoint adjustment | 44.9
TG-R5/NI1000-01 | Passive Sensors Room | Room sensor, Ni1000, 1000Ohm/0°C | 42.8
TG-R5/NTC1.8 | Passive Sensors Room | Room sensor, NTC1.8k, 1800Ohm/25°C | 37.5
TG-R5/NTC10-01 | Passive Sensors Room | Room sensor, NTC10k, 10kOhm/25°C | 35.3
TG-R5/NTC10-02 | Passive Sensors Room | Room sensor, NTC10k, 10kOhm/25°C | 35.3
TG-R5/NTC10-03 | Passive Sensors Room | Room sensor, NTC10k, 10kOhm/25°C | 35.3
TG-R5/NTC2.2 | Passive Sensors Room | Room sensor, NTC2.2, 2252Ohm/25°C | 37.5
TG-R5/NTC20 | Passive Sensors Room | Room sensor, NTC20k, 20kOhm/25°C | 37.5
TG-R5/PT100 | Passive Sensors Room | Room sensor, PT100, 0...50°C | 38.5
TG-R5/PT1000 | Passive Sensors Room | Room sensor, PT1000, 0...50°C | 38.5
TG-R530 | Passive Sensors Room | Room sensor, NTC, 0...30°C | 28.9
TG-R540 | Passive Sensors Room | Room sensor, NTC, 0...40°C, for Floorigo | 35.3
TG-R550 | Passive Sensors Room | Room sensor, NTC, 20...50°C | 37.5
TG-R5W | Transmitters Wireless Temp | Wireless room temperature sensor | 219.4
TG-R630 | Passive Sensors Outdoor | Outdoor sensor, NTC, 0...30°C | 57.8
TG-R6EW | Transmitters Wireless Temp | Wireless outdoor temperature sensor, external PT1000 | 242.9
TG-R6W | Transmitters Wireless Temp | Wireless outdoor temperature sensor | 326
TG-UH3/NI1000-01 | Passive Sensors Outdoor | Outdoor sensor, Ni1000, 1000Ohm/0°C | 51.4
TG-UH3/NTC1.8 | Passive Sensors Outdoor | Outdoor sensor, NTC1.8k, 1800Ohm/25°C | 48.2
TG-UH3/NTC10-01 | Passive Sensors Outdoor | Outdoor sensor, NTC10k, 10kOhm/25°C | 48.2
TG-UH3/NTC10-02 | Passive Sensors Outdoor | Outdoor sensor, NTC10k, 10kOhm/25°C | 48.2
TG-UH3/NTC10-03 | Passive Sensors Outdoor | Outdoor sensor, NTC10k, 10kOhm/25°C | 48.2
TG-UH3/NTC20 | Passive Sensors Outdoor | Outdoor sensor, NTC20k, 20kOhm/25°C | 48.2
TG-UH3/PT100 | Passive Sensors Outdoor | Outdoor sensor, PT100, -50...+70°C | 51.4
TG-UH3/PT1000 | Passive Sensors Outdoor | Outdoor sensor, PT1000, -50...+70°C | 50.3
TH-120-1/2 | Miscellaneous Meters | Sensor pocket for energy meter, 120 mm, qp 15 - 100m³/h | POR*
TH-85-1/2 | Miscellaneous Meters | Sensor pocket for energy meter, 85 mm, to qp 10m³/h | POR*
TH-RV468 | Valves Accessories Other | Thermostatic head for RV2-valves | POR*
TH-RV470 | Valves Accessories Other | Thermostatic head for RV2-valves | POR*
TIM480N | Miscellaneous Trafo/Relay | Electronic timer 15-480min | 267
TLT100 | Transmitters Active Temp | Temperature transmitter, 0...100°C ±2°C, 0-10V, immersion mounting | 155.2
TLT100-420 | Transmitters Active Temp | Temperature transmitter, 0...100°C ±2°C, 4-10mA, immersion mounting | 155.2
TLT50 | Transmitters Active Temp | Temperature transmitter, -30...+50°C, 0-10V, immersion mounting | 155.2
TLT50-420 | Transmitters Active Temp | Temperature transmitter, -30...+50°C, 4...20mA, immersion mounting | 155.2
TM1-50 | Stats Thermostats Electrical | Electronic thermostat, 230V, 16A, 20...50°C, wall mounting | 34.2
TM1N/D | Stats Thermostats Electrical | Electronic thermostat, 230V, 16A, 1-step, DIN-rail mounting | 110.2
TM1N-24/D | Stats Thermostats Mechanical | Electronic thermostat, 24V, 16A, 1-step, DIN-rail mounting | 98.4
TM1-P | Stats Thermostats Electrical | Electronic thermostat, 230V, 16A, 0...30°C, wall mounting | 33.2
TM2-24/D | Stats Thermostats Electrical | Electronic thermostat, 24V, 10A, 2-step, 0...30°C, DIN-rail mounting | 150.9
TP-AE | Controllers Accessories | Terminal Protection kit for Ardo and Eedo controllers | 128.4
TRAFO15N2/D | Miscellaneous Trafo/Relay | Transformer, 15VA, 230/24V, DIN-rail mounting | 65.3
TRAFO40N3/D | Miscellaneous Trafo/Relay | Transformer, 40VA, 230/24V, DIN-rail mounting, 3 modules, IP20 | 76
TRAFO60 | Miscellaneous Trafo/Relay | Transformer, 60VA, 230/24V, wall mounting | 67.4
TRAFO63/D | Miscellaneous Trafo/Relay | Transformer, 63VA, 230/24V, DIN-rail mounting, 3 modules, IP20 | 113.4
TRAFO75 | Miscellaneous Trafo/Relay | Transformer, 75VA, 230/24V, wall mounting, excl. power cable | 100.6
T-ROR:100 | Miscellaneous Others | Plastic T-branch for 6mm tubing, 100pcs | 36.4
TRT5 | Transmitters Active Temp | Temperature transmitter, 0...50°C, 0-10V, room mounting, IP30 | 141.2
TRT50 | Transmitters Active Temp | Temperature transmitter, 0...50°C ±0.3°C, 0-10V, wall mounting, IP65 | 176.6
TRT50-420 | Transmitters Active Temp | Temperature transmitter, 0...50°C ±0.3°C, 4-20mA, wall mounting, IP65 | 176.6
TRT5-420 | Transmitters Active Temp | Temperature transmitter -420, 0...50°C | 141.2
TRT5-D | Transmitters Active Temp | Temperature transmitter, 0...50°C, 0-10V, display, room mounting | 177.6
TRT5D-420 | Transmitters Active Temp | Temperature transmitter with display -420, 0...50°C | 177.6
TRTC5 | Transmitters Active Temp | Temperature transmitter, 0...50°C, Modbus, room mounting | 177.6
TRTC5-D | Transmitters Active Temp | Temperature transmitter, 0...50°C, display, Modbus, room mounting | 212.9
TRY-RATT-1588 | Miscellaneous Others | Knob with scale 20...50°C for PULSER | 4.3
TRY-RATT-2271 | Miscellaneous Others | Knob with scale 0...30°C for PULSER | 4.3
TTC2000 | Controllers Triac Controls TTC | Electrical heating controller, 3-phase, 25A, 230V/415V, wall mounting | 590
TTC25 | Controllers Triac Controls TTC | Electrical heating controller, 3-phase, 25A, 230V/415V, DIN-rail mount | 476
TTC40F | Controllers Triac Controls TTC | Electrical heating controller, 3-phase, 40A, 230V/415V, DIN-rail mount | 604
TTC80F | Controllers Triac Controls TTC | Electrical heating controller 3-phase 80A 230V/415V,DIN-rail mounting | 806
TTKN1 | Transmitters Active Pressure TTK | Pressure transmitter, 0-100kPa, 0-10V | 338
TTKN10 | Transmitters Active Pressure TTK | Pressure transmitter, 0-1000kPa, 0-10V | 338
TTKN10-420 | Transmitters Active Pressure TTK | Pressure transmitter, 0-1000kPa, 4-20mA | 338
TTKN1-420 | Transmitters Active Pressure TTK | Pressure transmitter, 0-100kPa, 4-20mA | 338
TTKN16 | Transmitters Active Pressure TTK | Pressure transmitter, 0-1600kPa, 0-10V | 338
TTKN16-420 | Transmitters Active Pressure TTK | Pressure transmitter, 0-1600kPa, 4-20mA | 338
TTKN2.5 | Transmitters Active Pressure TTK | Pressure transmitter, 0-250kPa, 0-10V | 338
TTKN2.5-420 | Transmitters Active Pressure TTK | Pressure transmitter, 0-250kPa, 4-20mA | 338
TTKN25 | Transmitters Active Pressure TTK | Pressure transmitter, 0-2500kPa, 0-10V | 387
TTKN25-420 | Transmitters Active Pressure TTK | Pressure transmitter, 0-2500kPa, 4-20mA | 387
TTKN40 | Transmitters Active Pressure TTK | Pressure transmitter, 0-4000kPa, 0-10V | 387
TTKN40-420 | Transmitters Active Pressure TTK | Pressure transmitter, 0-4000kPa, 4-20mA | 387
TTKN6 | Transmitters Active Pressure TTK | Pressure transmitter, 0-600kPa, 0-10V | 338
TTKN6-420 | Transmitters Active Pressure TTK | Pressure transmitter, 0-600kPa, 4-20mA | 338
TT-S1 | Controllers Triac Controls TTC | Slave board for control of extra load to be used with TTC2000 | 86.7
TT-S4/D | Controllers Triac Controls Stepcouplers | Step controller 4-stage, input 0-10V, DIN-rail mounting | 313
TT-S6/D | Controllers Triac Controls Stepcouplers | Step controller 6-stage, input 0-10V, DIN-rail mounting | 390
VA02 | Actuators Accessories Adaptor | Adapter for RTA(O)M actuators on LK valves | 12.8
VA10 | Actuators Accessories Adaptor | Adapter for RTA(O)M actuators on Overtrop valves, M30x1,5 | 4.3
VA13H | Actuators Accessories Adaptor | Adapter for RTA(O)M actuators on Controlli valves | 11.8
VA16H | Actuators Accessories Adaptor | Adapter for RTA(O)M actuators on Herz valves | 12.8
VA17 | Actuators Accessories Adaptor | Adapter for RTA(O)M actuators on MMA valves, M28x1,5 | 9.6
VA18 | Actuators Accessories Adaptor | Adapter for RTA(O)M actuators on Honeywell V58 valves | 12.8
VA26 | Actuators Accessories Adaptor | Adapter for RTA(O)M actuators on Giacomini valves | 6.4
VA32 | Actuators Accessories Adaptor | Adapter for RTA(O)M actuators on TA valves, M28x1,5 | 4.3
VA39 | Actuators Accessories Adaptor | Adapter for RTA(O)M actuators on Oventrop valves, M30x1,0 | 4.3
VA41 | Actuators Accessories Adaptor | Adapter for RTA(OM) actuators on Danfoss valvesAB-QM | 4.3
VA44H | Actuators Accessories Adaptor | Adapter for RTA(O)M actuators on Cazzaniga valves, M32x1,5 | 18.2
VA50 | Actuators Accessories Adaptor | Adapter for RTA(O)M actuators on Honeywell valves, M30x1,5 | 4.3
VA50H | Actuators Accessories Adaptor | Adapter for RTA(O)M actuators on Honeywell valves, M30x1,5 | 6.4
VA54 | Actuators Accessories Adaptor | Adapter for RTA(O)M actuators on MMA valves, M28x1,5 | 4.3
VA59 | Actuators Accessories Adaptor | Adapter for RTA(O)M actuators on Danfoss RAV/L valves | 12.8
VA64 | Actuators Accessories Adaptor | Adapter for RTAM actuators on PCxx valves, M28x1,5 | 4.3
VA66 | Actuators Accessories Adaptor | Adapter for RTA(O)M actuators on Industritechnik valves | 15
VA7010 | Valves Accessories Adaptor | Adapter for valves with 2.7mm stroke | 4.3
VA72 | Actuators Accessories Adaptor | Adapter for RTA(O)M actuators on Danfoss RAV/VMT valves | 35
VA748X | Valves Accessories Adaptor | Adapter for PCMTV DN20-32, 6mm stroke valve | 4.3
VA78 | Actuators Accessories Adaptor | Adapter for RTA(O)M actuators on Danfoss RA valves | 4.3
VA80 | Actuators Accessories Adaptor | Adapter for RTA(O)M actuators on Heimeier valves, M30x1,5 | 4.3
VA90 | Actuators Accessories Adaptor | Adapter for RTA(O)M actuators on Valsir valves, M30x1,5 | 4.3
VAD-1/2 | Miscellaneous Meters | Adapter (G1/2") temperature sensor (M10 x 1) directly in T-piece. | POR*
VAD-3/8 | Miscellaneous Meters | Adapter (G3/8") temperature sensor (M10 x 1) directly in T-piece. | POR*
VAR-AVM | Valves Accessories Adaptor | Adapter kit for Sauter type AVM324SF132 on Regin valves with 14mm stem | 74.9
VAR-B1 | Valves Accessories Adaptor | Adapter kit for Belimo type NV...-TPC on Regin valves with 10mm stem | 98.4
VAR-B2 | Valves Accessories Adaptor | Adapter kit for Belimo type NV...-TPC on Regin valves with 14mm stem | 98.4
VAR-B3 | Valves Accessories Adaptor | Adapter kit for Belimo type EV...-TPC on Regin valves with 14mm stem | 98.4
VAR-S1 | Valves Accessories Adaptor | Adapter for Siemens w/ 10mm connection on Regin valves with 10mm stem | 98.4
VAR-S2 | Valves Accessories Adaptor | Adapter kit for Siemens w 10mm connection on Regin valves w 14mm stem | 98.4
VAR-SR | Valves Accessories Adaptor | Adapter F05/F07, BW2 DN40-80 for SR-actuator | 58.9
VAR-T1 | Valves Accessories Adaptor | Adapter for TAC/Schneider M400/M800/M1500 on Regin valves w/ 10mm stem | 74.9
VAR-T2 | Valves Accessories Adaptor | Adapter kit for TAC/Schneider M400/M800/M1500 on valves with 14mm stem | 74.9
VCA152DW-4 | Adv.Controllers Corrigo Ardo | Corrigo Ardo 15 I/O's, display, 1 RS485, 1 Web | 950
VCA152W-4 | Adv.Controllers Corrigo Ardo | Corrigo Ardo 15 I/O's, 1 RS485, 1 Web | 863
VCA283DW-4 | Adv.Controllers Corrigo Ardo | Corrigo Ardo 28 I/O's, display, 2 RS485, 1 TCP/IP, web server | 1603
VCA283W-4 | Adv.Controllers Corrigo Ardo | Corrigo Ardo 28 I/O's, 2 RS485, 1 TCP/IP, web server | 1517
VCV203DWM-2 | Adv.Controllers Exigo Vido | Corrigo Vido 20 I/O:s, display, 1 RS485, 1 TCP/IP, 1 M-Bus | 1465
VENTILAX:50 | Miscellaneous Others | Smoke emitters, 3-4min burn time, 50pcs | 291
VR2000 | Stats Smoke Detectors | Venturi tube for SDD..., 1940mm | 138
VR600 | Stats Smoke Detectors | Venturi tube for SDD..., 540mm | 36.4
VSR-1 | Miscellaneous Meters | Threaded fitting with coupling ring and gasket (1pc) (G1 1/4", R1") | POR*
VSR-1 1/2 | Miscellaneous Meters | Threaded fitting with coupling ring and gasket (1pc) (G2", R1 1/4") | POR*
VSR-1/2 | Miscellaneous Meters | Threaded fitting with coupling ring and gasket (1pc) (G3/4", R1/2") | POR*
VSR-3/4 | Miscellaneous Meters | Threaded fitting with coupling ring and gasket (1pc) (G1", R3/4") | POR*
VTTB15-0,25 | Valves Zone Thermal | Zone valve, 3-way (bypass), DN15, kvs 0.25, for RTAN/RTAOM | 35.3
VTTB15-0,4 | Valves Zone Thermal | Zone valve, 3-way (bypass), DN15, kvs 0.4, for RTAN/RTAOM | 35.3
VTTB15-0,6 | Valves Zone Thermal | Zone valve, 3-way (bypass), DN15, kvs 0.6, for RTAN/RTAOM | 35.3
VTTB15-1,0 | Valves Zone Thermal | Zone valve, 3-way (bypass), DN15, kvs 1.0, for RTAN/RTAOM | 35.3
VTTB15-1,6 | Valves Zone Thermal | Zone valve, 3-way (bypass), DN15, kvs 1.6, for RTAN/RTAOM | 35.3
VTTB20-2,5 | Valves Zone Thermal | Zone valve, 3-way (bypass), DN20, kvs 2.5, for RTAN/RTAOM | 39.6
VTTB20-4,0 | Valves Zone Thermal | Zone valve, 3-way (bypass), DN20, kvs 4.0, for RTAN/RTAOM | 85.6
VTTB20-6,0 | Valves Zone Thermal | Zone valve, 3-way (bypass), DN20, kvs 6.0, for RTAN/RTAOM | 88.8
VTTR15-0,25 | Valves Zone Thermal | Zone valve, 3-way, DN15, kvs 0.25, for RTAN/RTAOM | 33.2
VTTR15-0,4 | Valves Zone Thermal | Zone valve, 3-way, DN15, kvs 0.4, for RTAN/RTAOM | 33.2
VTTR15-0,6 | Valves Zone Thermal | Zone valve, 3-way, DN15, kvs 0.6, for RTAN/RTAOM | 33.2
VTTR15-1,0 | Valves Zone Thermal | Zone valve, 3-way, DN15, kvs 1.0, for RTAN/RTAOM | 33.2
VTTR15-1,6 | Valves Zone Thermal | Zone valve, 3-way, DN15, kvs 1.6, for RTAN/RTAOM | 33.2
VTTR20-2,5 | Valves Zone Thermal | Zone valve, 3-way, DN20, kvs 2.5, for RTAN/RTAOM | 37.5
VTTR20-4,0 | Valves Zone Thermal | Zone valve, 3-way, DN20, kvs 4.0, for RTAN/RTAOM | 85.6
VTTR20-6,0 | Valves Zone Thermal | Zone valve, 3-way, DN20, kvs 6.0, for RTAN/RTAOM | 85.6
VTTV15-0,25 | Valves Zone Thermal | Zone valve, 2-way, DN15, kvs 0.25, for RTAN/RTAOM | 27.8
VTTV15-0,4 | Valves Zone Thermal | Zone valve, 2-way, DN15, kvs 0.4, for RTAN/RTAOM | 27.8
VTTV15-0,6 | Valves Zone Thermal | Zone valve, 2-way, DN15, kvs 0.6, for RTAN/RTAOM | 27.8
VTTV15-1,0 | Valves Zone Thermal | Zone valve, 2-way, DN15, kvs 1.0, for RTAN/RTAOM | 27.8
VTTV15-1,6 | Valves Zone Thermal | Zone valve, 2-way, DN15, kvs 1.6, for RTAN/RTAOM | 27.8
VTTV20-2,5 | Valves Zone Thermal | Zone valve, 2-way, DN20, kvs 2.5, for RTAN/RTAOM | 31
VTTV20-4,0 | Valves Zone Thermal | Zone valve, 2-way, DN20, kvs 4.0, for RTAN/RTAOM | 76
VTTV20-6,0 | Valves Zone Thermal | Zone valve, 2-way, DN20, kvs 6.0, for RTAN/RTAOM | 80.3
X1111 | System HW Accessories Cabels Power | Power supply unit, 230V AC/24V DC, 0.6A, panel or DIN-rail mouting | 162.6
X1171A | System HW Accessories Cabels Power | Converter RS485-hlEXOline, DIN-rail mounting | 581
X1176 | System HW Accessories Cabels Power | Connection unit M-Bus/SIOX | 473
X1178 | Room Controllers Accessories | Power interface for Regio RC-...F controllers | 92
X1312 | System HW Accessories Cabels Power | Power supply unit, 230V AC/24V DC, 2.1A, DIN-rail mounting | 324
X1314 | System HW Accessories Cabels Power | Power supply unit, 230V AC/24V DC, 4.2A, DIN-rail mounting | 454
X1804 | System HW Accessories Cabels Power | Transient protection for RS485 and hlEXOline, DIN-rail mounting | 227.9
X204-0052:4 | System HW Accessories Cabels Power | EXOflex fastening kit | 15
X9035 | System HW Accessories Cabels Power | Battery charger, UPS | 300
XCA152DW-4 | System HW Mid.DDC EXOCompact | EXOcompact Ardo 15 I/O's, display, 1 RS485, 1 Web | 1262
XCA152W-4 | System HW Mid.DDC EXOCompact | EXOcompact Ardo 15 I/O's, 1 RS485, 1 Web | 1153
XCA203W-4 | System HW Mid.DDC EXOCompact | EXOcompact Ardo 20 I/O's, 2 RS485, 1 Web, 2 CI | 1566
XCA282DW-4 | System HW Mid.DDC EXOCompact | EXOcompact Ardo 28 I/O's, display, 1 RS485, 1 Web | 1887
XCA282W-4 | System HW Mid.DDC EXOCompact | EXOcompact Ardo 28 I/O's, 1 RS485, 1 Web | 1777
XCA283DW-4 | System HW Mid.DDC EXOCompact | EXOcompact Ardo 28 I/O's, display, 2 RS485, 1 Web | 2090
XCA283DWM-4 | System HW Mid.DDC EXOCompact | EXOcompact Ardo 28 I/O's, display, 1 RS485, 1 Web, 1 M-Bus | 2320
XCA283W-4 | System HW Mid.DDC EXOCompact | EXOcompact Ardo 28 I/O's, 2 RS485, 1 Web | 1981
XCE163W-1 | System HW Mid.DDC EXOCompact | EXOcompact Eedo 16I/O's, 2 RS485, 1 Web, 230V Power supply | 1754
XCV193DWM-2 | System HW Mid.DDC EXOCompact | EXOcompact Vido 19 I/O's, display, 1 RS485, 1 Web, 1 M-Bus | 1769
XCV193WM-2 | System HW Mid.DDC EXOCompact | EXOcompact Vido 19 I/O's, 1 RS485, 1 Web, 1 M-Bus | 1664
ZFCM-215X | Valves Zone Other | Valve, 2-way, DN15, kvs 3.2, only for RVAFC | 38.5
ZFCM-220X | Valves Zone Other | Valve, 2-way, DN20, kvs 4.6, only for RVAFC | 46
ZFCM-225X | Valves Zone Other | Valve, 2-way, DN25, kvs 5.7, only for RVAFC | 51.4
ZFCM-232X | Valves Zone Other | Valve, 2-way, DN32, kvs 10, only for RVAFC | 83.5
ZFCM-315X | Valves Zone Other | Valve, 3-way, DN15, kvs 3.2, only for RVAFC | 44.9
ZFCM-320X | Valves Zone Other | Valve, 3-way, DN20, kvs 4.6, only for RVAFC | 51.4
ZFCM-325X | Valves Zone Other | Valve, 3-way, DN25, kvs 5.7, only for RVAFC | 57.8
ZFCM-332X | Valves Zone Other | Valve, 3-way, DN32, kvs 8.4, only for RVAFC | 88.8
ZMD215-0.25 | Valves Zone Other | Control valve, 2-way, DN15, kvs 0.25, external thread, incl couplings | 116.6
ZMD215-0.4 | Valves Zone Other | Control valve, 2-way, DN15, kvs 0.4, external thread, incl couplings | 116.6
ZMD215-0.6 | Valves Zone Other | Control valve, 2-way, DN15, kvs 0.6, external thread, incl couplings | 116.6
ZMD215-1.0 | Valves Zone Other | Control valve, 2-way, DN15, kvs 1.0, external thread, incl couplings | 116.6
ZMD215-1.6 | Valves Zone Other | Control valve, 2-way, DN15, kvs 1.6, external thread, incl couplings | 116.6
ZMD215-2.5 | Valves Zone Other | Control valve, 2-way, DN15, kvs 2.5, external thread, incl couplings | 116.6
ZMD215-4.0 | Valves Zone Other | Control valve, 2-way, DN15, kvs 4.0, external thread, incl couplings | 116.6
ZMD220-6.3 | Valves Zone Other | Control valve, 2-way, DN20, kvs 6.3, external thread, incl couplings | 127.3
ZMD225-10 | Valves Zone Other | Control valve, 2-way, DN25, kvs 10, external thread, incl couplings | 137
ZMD232-16 | Valves Zone Other | Control valve, 2-way, DN32, kvs 16, external thread, incl couplings | 173.3
ZMD240-25 | Valves Zone Other | Control valve, 2-way, DN40, kvs 25, external thread, incl couplings | 233.3
ZMD315-0.25 | Valves Zone Other | Control valve, 3-way, DN15, kvs 0.25, external thread, incl couplings | 116.6
ZMD315-0.4 | Valves Zone Other | Control valve, 3-way, DN15, kvs 0.4, external thread, incl couplings | 116.6
ZMD315-0.6 | Valves Zone Other | Control valve, 3-way, DN15, kvs 0.6, external thread, incl couplings | 116.6
ZMD315-1.0 | Valves Zone Other | Control valve, 3-way, DN15, kvs 1.0, external thread, incl couplings | 116.6
ZMD315-1.6 | Valves Zone Other | Control valve, 3-way, DN15, kvs 1.6, external thread, incl couplings | 116.6
ZMD315-2.5 | Valves Zone Other | Control valve, 3-way, DN15, kvs 2.5, external thread, incl couplings | 116.6
ZMD315-4.0 | Valves Zone Other | Control valve, 3-way, DN15, kvs 4.0, external thread, incl couplings | 116.6
ZMD320-6.3 | Valves Zone Other | Control valve, 3-way, DN20, kvs 6.3, external thread, incl couplings | 127.3
ZMD325-10 | Valves Zone Other | Control valve, 3-way, DN25, kvs 10, external thread, incl couplings | 137
ZMD332-16 | Valves Zone Other | Control valve, 3-way, DN32, kvs 16, external thread, incl couplings | 173.3
ZMD340-25 | Valves Zone Other | Control valve, 3-way, DN40, kvs 25, external thread, incl couplings | 233.3
ZSV-11 | Actuators Valve RVAB | Adapter 11x11x57, BW2 DN40-80 for SR-actuator | 73.8
ZTR15-0,25 | Valves Zone Other | Zone valve, 3-way, DN15, kvs 0.25 | 48.2
ZTR15-0,4 | Valves Zone Other | Zone valve, 3-way, DN15, kvs 0.4 | 48.2
ZTR15-0,6 | Valves Zone Other | Zone valve, 3-way, DN15, kvs 0.6 | 48.2
ZTR15-1,0 | Valves Zone Other | Zone valve, 3-way, DN15, kvs 1.0 | 48.2
ZTR15-1,6 | Valves Zone Other | Zone valve, 3-way, DN15, kvs 1.6 | 48.2
ZTR20-2,0 | Valves Zone Other | Zone valve, 3-way, DN20, kvs 2.0 | 57.8
ZTR20-2,5 | Valves Zone Other | Zone valve, 3-way, DN20, kvs 2.5 | 57.8
ZTR20-4,0 | Valves Zone Other | Zone valve, 3-way, DN20, kvs 4.0 | 57.8
ZTR20-6,0 | Valves Zone Other | Zone valve, 3-way, DN20, kvs 6.0 | 57.8
ZTR25-7,0 | Valves Zone Other | Zone valve, 3-way, DN25, kvs 7.0 | 84.5
ZTV15-0,25 | Valves Zone Other | Zone valve, 2-way, DN15, kvs 0.25 | 37.5
ZTV15-0,4 | Valves Zone Other | Zone valve, 2-way, DN15, kvs 0.4 | 37.5
ZTV15-0,6 | Valves Zone Other | Zone valve, 2-way, DN15, kvs 0.6 | 37.5
ZTV15-1,0 | Valves Zone Other | Zone valve, 2-way, DN15, kvs 1.0 | 37.5
ZTV15-1,6 | Valves Zone Other | Zone valve, 2-way, DN15, kvs 1.6 | 37.5
ZTV20-2,0 | Valves Zone Other | Zone valve, 2-way, DN20, kvs 2.0 | 44.9
ZTV20-2,5 | Valves Zone Other | Zone valve, 2-way, DN20, kvs 2.5 | 44.9
ZTV20-4,0 | Valves Zone Other | Zone valve, 2-way, DN20, kvs 4.0 | 44.9
ZTV20-6,0 | Valves Zone Other | Zone valve, 2-way, DN20, kvs 6.0 | 44.9
ZTV25-7,0 | Valves Zone Other | Zone valve, 2-way, DN25, kvs 7.0 | 64.2
DTB10/10 | Transmitters Active Pressure DTL/DTB | Diff. pressure transmitter for air, -100...+100Pa,0-10V or 4-20mA, LED | 308
DTT4-420 | Transmitters Active Temp | Duct transmitter temperature 4...20mA | 119.8
DTTH4-420 | Transmitters Active Humidity | Duct transmitter temperature/humidity 4...20mA | 472
E-CASE-VCA283DW-4-24 | System HW Mid.DDC EXOCompact | Demokit Corrigo Ardo VCA283DW-4, 24V | 2697
E-CASE-XCA283DW-4 | System HW Mid.DDC EXOCompact | Demo kit EXOcompactArdo XCA283DW-4, 24V | 2697
ED-RU-BLACK | Room Controllers Room Units | External room unit with setpoint offset | 104.9
ED-RUD-2 | Room Controllers Room Units | Flush-mounted room unit | 247.2
ED-RUD-2-BLACK | Room Controllers Room Units | Flush-mounted room unit, Black | 269
ED-RUD-2-FM | Room Controllers Room Units | Backplate for FLUSH mounting to ED-RUD-2 | 10.7
ED-RUD-2-FM-BLACK | Room Controllers Room Units | Backplate for FLUSH mounting to ED-RUD-2, BLACK | 10.7
ED-RUD-2-WM | Room Controllers Room Units | Backplate for WALL mounting to ED-RUD-2 | 10.7
ED-RUD-2-WM-BLACK | Room Controllers Room Units | Backplate for WALL mounting to ED-RUD-2, BLACK | 10.7
ED-RU-DFOCS-BLACK | Room Controllers Room Units | External room unit w. display, Fan Speed, On/Off, built-in CO2 sensor | 498
ED-RU-DOCS-BLACK | Room Controllers Room Units | External room unit with display, On/Off and built-in CO2 sensor | 461
ED-RU-H-BLACK | Room Controllers Room Units | External room unit with hidden setpoint | 102.7
ED-T70W | System HW HMI Adv.Touch Screen | Graphic touch display web 7 inch | 1151
EXODS-B-CAMPAIGN2021 | Software EXO2xxx RS | EXO Data Source Base upgrade 1 year (Campaign) | 1980
EXODS-BSD-CAMPAIGN2021 | Software EXO2xxx RS | EXO Data Source Base Soft Dongle upgrade 1 year (Campaign) | 1980
HCA152DW-4 | Adv.Controllers Exigo Ardo | Exigo Ardo 15 I/O's, display, 1 RS485, 1 TCP/IP | 878
HCA152W-4 | Adv.Controllers Exigo Ardo | Exigo Ardo 15 I/O's, 1 RS485, 1 TCP/IP | 817
HCA282DW-4 | Adv.Controllers Exigo Ardo | Exigo Ardo 28 I/O's, display, 1 RS485, 1 TCP/IP | 1280
HCA283DWM-4 | Adv.Controllers Exigo Ardo | Exigo Ardo 28 I/O's, display, 1 RS485, 1 M-Bus, 1 TCP/IP | 1557
HCA283WM-4 | Adv.Controllers Exigo Ardo | Exigo Ardo 28 I/O's, 1 RS485, 1 M-Bus, 1 TCP/IP | 1496
HCV191DW-2 | Adv.Controllers Exigo Vido | Exigo Vido 19 I/O's, display, 1 TCP/IP | 906
HCV192DW-2 | Adv.Controllers Exigo Vido | Exigo Vido 19 I/O's, display, 1 RS485, 1 TCP/IP | 1139
HCV203DWM-2 | Adv.Controllers Exigo Vido | Exigo Vido 20 I/O's, display, 1 RS485 1 M-Bus, 1 TCP/IP | 1355
RC-C3H-BLACK | Room Controllers Wall mount RC | Regio zone controller, 0-10V or on/off, hidden setpoint, comm, room | 241.8
RCC-C3HCS-BLACK | Room Controllers Wall Mount RCC CO2 | Room controller, 0...10V or On/Off, hidden, com, CO2 single beam | 647
RCC-CONN:10-BLACK | Room Controllers Accessories | Connector plates for RCC room units, 10pcs, Black | 117.7
RC-CONN:10-BLACK | Room Controllers Accessories | Connector plates for RC room units, 10pcs, Black | 133.8
RDAS10-24C | Actuators Damper Other | Damper actuator, 10Nm, Modbus RTU, 24V AC | 295
RDAS18S-24C | Actuators Damper Other | Damper actuator with spring return, 18Nm, Modbus RTU,24V AC/DC | 427
RDAS20-24C | Actuators Damper Other | Damper actuator, 20Nm, Modbus RTU, 24V AC/DC | 403
RDAS35-24C | Actuators Damper Other | Damper actuator, 35Nm, Modbus RTU, 24V AC | 434
RDAS5-24C | Actuators Damper Other | Damper actuator, 5Nm, Modbus RTU, 24V AC | 240.8
RDAS7S-24C | Actuators Damper Other | Damper actuator with spring return, 7Nm, Modbus RTU, 24V AC/DC | 366
RVAZ2-230 | Actuators Valve RVAZ | Valve actuator, 200N, 230V AC, 2-point/3-point | 130.5
RVAZ2-24 | Actuators Valve RVAZ | Valve actuator, 200N, 24V AC, 2-point/3-point | 130.5
RVAZ2-24A | Actuators Valve RVAZ | Valve actuator, 200N, 24V, 0-10V/4-20mA | 156.2
TG-AH4/PT1000 | Passive Sensors Clampon | Clamp-on sensor with housing, PT1000, -20...+120°C, including clamp | 61
*) POR = Price On Request

## HG (hidden)
Code | Description Eng | Description Swe | Business area | Item Family
00 | Others | Övrigt | Field | 00 - Others
10 | Passive sensors | Passiva givare | Field | 10 - Passive sensors
12 | Active sensors | Transmittrar | Field | 12 - Active sensors
14 | Humid | Fukt | Field | 14 - Humid
15 | CO2 | CO2 | Field | 15 - CO2
16 | Detectors | Detektorer | Field | 16 - Detectors
17 | Pressure | Tryck | Field | 17 - Pressure
20 | Triac | Elvärmeregulatorer | Field | 20 - Triac
22 | Thermostats | Termostater | Field | 22 - Thermostats
24 | Room controllers (Regio, RCP etc.) | Rumsregulatorer | Field | 24 - Room controllers (Regio, RCP etc.)
30 | Damper actuators | Spjällställdon | Field | 30 - Damper actuators
32 | Valve actuators | Ventilställdon | Field | 32 - Valve actuators
34 | Valves | Ventiler | Field | 34 - Valves
40 | Controllers (Optigo, Aqua, etc.) | Regulatorer och termostater | Field | 40 - Controllers (Optigo, Aqua, etc.)
42 | Corrigo, Exigo, RU | Reglercentraler | Controller | 42 - Corrigo, Exigo, RU
50 | System hardware | Systemprodukter | System | 50 - System hardware
52 | System software | Programvara | System | 52 - System software
99 | Non assortment |  | Others | 99 - Non assortment